## Contents
Table of contents for the 2024 WEM ESOO
2024 WEM ESOO
Tables
Table 1 - Forecast operational consumption (gigawatt hours (GWh)) and peak operational demand (megawatts (MW)) and average annual growth ratesA, 2023-24 to 2033-34, Expected scenario
Table 2 - Supply-demand balance for the Expected scenario, 2024-25 to 2028-29 (MW)
Table 3 - Scenario and assumption variations, 2024 WEM ESOO
Table 4 - Peak Demand Period and Mid Peak ESROI determined in the 2024 WEM ESOO for 2026-27
Table 5 - Mid Peak ESROI based on ESROD published in 2023 WEM ESOO and Demand Period and Mid Peak ESROI determined in the 2024 WEM ESOO, for 2025-26
Table 6 - Mid Peak ESROI based on ESROD published in 2022 WEM ESOO and Demand Period and Mid Peak ESROI determined in the 2024 WEM ESOO, for 2024-25
Table 7 - CRC and capacity credit assignment method by technology type
Table 8 - Scenario inclusion for different capacity classifications and retirement cases
Table 9 - Network limitations identified to bind in at least one dispatch scenario of the NAQ model
Table 10 - Revisions to the Planning Criterion between the 2023 and 2024 reliability assessments
Table 11 - Building blocks of Limb A
Table 12 - Limb A requirements (MW)A
Table 13 - Summary of EUE trends and drivers for the three periods (2024-25 to 2033-34)
Table 14 - Reserve Capacity Targets (MW)
Table 15 - EUE by regionA, between 2024-25 and 2033-34 (MWh)
Table 16 - Sub-regional capacity shortfall by Capacity Years across all weather reference years and Monte Carlo iterations, between 2024-25 and 2033-34 (MW)A
Table 17 - Key constrained pathways, between 2024-25 and 2028-29 (% of time binding in the year)
Table 18 - Key constrained pathways, between 2024-25 and 2028-29
Table 19 - Indicative Peak ESROI determined in 2024 WEM ESOO for 2026-27
Table 20 - Capability Classes (MW)
Table 21 - Supply-demand balance for the Expected scenario, 2024-25 to 2033-34A
Table 22 - Indicative opportunity for different technology types for 2027-28
Table 23 - Opportunities for regional network and generation investment
Figures
Figure 1 - Forecast supply-demand balance, expected demand growth scenario, 2024-25 to 2033-34 (MW)
Figure 2 - Forecast existing, committed, and probable Reserve Capacity for 2026-27 (MW)
Figure 3 - Overview of various consumption and demand definitions
Figure 4 - Example demand profiles, including underlying, operational, and unscheduled operational demand (MW)
Figure 5 - 2024 WEM ESOO scenarios
Figure 6 - Actual and forecast underlying consumption under three scenarios from 2023 and 2024 WEM ESOOs, 2018-19 to 2033-34 (TWh)
Figure 7 - Actual and breakdown of forecast annual consumption, by sectoral components, Expected scenario, 2018-19 to 2033-34 (TWh)
Figure 8 - Components of forecast business underlying consumption, Expected scenario, 2023-24 to 2033-34 (TWh)A,B
Figure 9 - Components of forecast business underlying consumption, under expected scenario, 2023-24 to 2033-34 (TWh)A,B
Figure 10 - Breakdown of annual consumption forecasts under three scenarios in 2033-34 (TWh)
Figure 11 - Business underlying consumption growth forecasts under three scenarios by components for the first half (2023-24 to 2028-29) and second half (2028-29 to 2033-34) of the outlook period (TWh)
Figure 12 - Residential underlying consumption growth forecasts under three scenarios by components for the first half (2023-24 to 2028-29) and second half (2028-29 to 2033-34) of the outlook period (TWh)
Figure 13 - Actual and forecast operational consumption under three scenarios from 2023 and 2024 WEM ESOOs, 2018-19 to 2033-34 (TWh)
Figure 14 - Demand (MW) and temperature (°C) profiles for a three-day period covering the observed peak demand day
Figure 15 - Actual and 10% POE summer peak demand forecasts under three scenarios from 2023 and 2024 WEM ESOOs, 2018-19 to 2033-34 (MW)
Figure 16 - 10%, 50%, and 90% POE summer peak demand forecasts in the Expected scenario, 2023-24 to 2033-34 (MW)
Figure 17 - Forecast 10% POE winter peak demand forecasts under three scenarios from 2023 and 2024 WEM ESOOs, 2018-19 to 2033-34 (MW)
Figure 18 - Actual and 10%, 50%, and 90% minimum demand forecasts, Expected scenario, 2017-18 to 2033-34 (MW)
Figure 19 - Operational demand with and without battery load, October 2026-27 (MW)
Figure 20 - Conceptual diagram to illustrate the relationships between Mid Peak ESROI, Peak ESROI, and ESR Duration Requirement
Figure 21 - Change in Capacity Credits assigned to existing Facilities from 2024-25 to 2025-26 (MW)
Figure 22 - Capacity Credits assigned for 2025-26 by fuel type and facility age, as of 15 May 2024 (MW)
Figure 23 - Daily maximum percentage of Capacity Credits on Forced Outage during Hot Season for 2019-20 to 2023-24
Figure 24 - Outage rateA (%) and maximum Capacity Credits (MW) assignedB by Facility for 36 months ending on 23 May 2024C
Figure 25 - Frequency of Forced Outage exceeding the capacity of the largest single, two, and three largest generators during the peak Intervals for the 2019-20 to 2023-24 Hot Seasons
Figure 26 - Forecast capacity mix by fuel type, Expected scenario, 2024-25 to 2033-34 (MW)
Figure 27 - Forecast capacity mix by fuel type, High scenario, 2024-25 to 2033-34 (MW)
Figure 28 - The limbs of the Planning Criterion
Figure 29 - EUE forecast, 2024-25 to 2033-34, anticipated installed capacity only for the 10% POE Expected scenario, excluding any impacts of network constraints
Figure 30 - Box and whisker plot of annual EUE for 2024-25 to 2033-34 (by iteration, averaged across reference years, MWh)
Figure 31 - Bubble chart showing EUE frequency (%), duration (hh), and depth (MWh) of possible events for 2024-25 to 2027 28
Figure 32 - Bubble chart showing EUE frequency (%), duration (hh), and depth (MWh) of possible events for 2028-29
Figure 33 - Bubble chart showing EUE frequency (%), duration (hh), and depth (MWh) of possible events for 2030-31
Figure 34 - SWIS regions and subregions
Figure 35 - Diagram of congested areas
Figure 36 - ADG value and individual ADG value for each of 12 historical weather reference years
Figure 37 - Previous Availability Classes vs new Capability Classes
Figure 38 - Availability Curve, 2025-26 (MW)
Figure 39 - Availability Curve, 2026-27 (MW)
Figure 40 - Forecast supply-demand balance, expected demand growth scenario, 2024-25 to 2033-34 (MW)
Figure 41 - Forecast Reserve Capacity status for 2026-27 (MW)
Appendices for 2024 WEM ESOO (Table/Figure Ax.y in this list refers to Table y from Appendix x).
Tables
Table A1.1 - Forecast blending of consultant forecast for key DER components, by scenario, 2024 WEM ESOO
Table A1.2 - 2030 EV light vehicle sales shares
Table A1.3 - Changes to market saturation (99% EV fleet share) dates
Table A1.4 - EV Charging profiles
Table A1.5 - Weighting for evaluation criteria for LIL projects
Table A2.6 - Limb B calculation conditions
Table A2.7 - Modelled EUE based on Expected demand scenario operational consumption and AIC, 2024-25 to 2033 34
Table A2.8 - Comparison of Limb A requirement with Limb B modelled capacity and initial conclusion on RCT
Table A2.9 - Outcomes of electricity market modelling to determine Limb A or Limb B to set the RCT
Table A2.10 - Annual EUE (MWh) by historical weather reference year for each Capacity Year
Table A2.11 - EUE (MWh) by month and Capacity Year
Table A2.12 - EUE (MWh) by Trading Interval and Capacity Year for summer season
Table A2.13 - EUE (MWh) by Trading Interval and Capacity Year for winter season
Table A2.14 - EUE (MWh) by Trading Interval and Capacity Year for shoulder season
Table A2.15 - ESRs and DSPs with the Capacity Credit for 2025-26 used to determine the ADG for 2026-27
Table A2.16 - Supply-demand balance for the Low scenario, 2024-25 to 2033-34A
Table A2.17 - Supply-demand balance for the High scenario, 2024-25 to 2033-34A
Table A2.18 - New project status evaluation methodology
Table A4.19 - Operational consumption forecasts in the three demand growth scenarios (GWh)
Table A5.20 - Summer peak demand forecasts in the Low demand growth scenario (MW)
Table A5.21 - Summer peak demand forecasts in the Expected demand growth scenario (MW)
Table A5.22 - Summer peak demand forecasts in the High demand growth scenario (MW)
Table A6.23 - Winter peak demand forecasts in the Low demand growth scenario (MW)
Table A6.24 - Winter peak demand forecasts in the Expected demand growth scenario (MW)
Table A6.25 - Winter peak demand forecasts in the High demand growth scenario (MW)
Table A7.26 - Summer minimum demand forecasts in the Expected demand growth scenario (MW)
Table A7.27 - Winter minimum demand forecasts in the Expected demand growth scenario (MW)
Table A7.28 - Shoulder minimum demand forecasts in the Expected demand growth scenario (MW)
Table A7.29 - Expected unserved energy results under Expected scenario, 2024-25 to 2033-34
Table A9.30 - Capacities of existing Facilities
Table A9.31 - DSP capability and availabilityA
Table A9.32 - Capacities of committed projects received Capacity Credits or contracted for NCESS for peak demand, 2024-26A
Table A9.33 - Capacities of committed projects from the Facilities submitted a valid EOI or under contract negotiation for NCESS, 2025-27
Table A9.34 - Capacities of probable Facilities by Generator Type
Figures
Figure A1.1 - Forecast real Western Australia economic growth under three scenarios, 2023-24 to 2033-24 financial years
Figure A1.2 - Forecast national and Western Australian economic average annual growth rates under three scenarios, 2023-24 to 2033-34 financial years
Figure A1.3 - Forecast Western Australian population under three scenarios, 2023 and 2024 WEM ESOOs (millions)
Figure A1.4 - Forecast for SWIS annual new residential connections under three scenarios, 2023-24 to 2033-34
Figure A1.5 - Total installed DPV capacity by sector under three scenarios, 2023-24 to 2033-34 (GW degraded)
Figure A1.6 - Total installed DPV capacity under three scenarios, 2023 and 2024 WEM ESOOs, 2023-24 to 2033-34 (GW degraded)
Figure A1.7 - Forecast installed DESS capacity in the SWIS under three scenarios, 2022-23 to 2033-34 (MW)
Figure A1.8 - Forecast DESS storage capacity in the SWIS under three scenarios from the 2023 and 2024 WEM ESOOs, 2023-24 to 2033-34 (MWh degraded)
Figure A1.9 - Actual and projected BEV and PHEV fleet size in the WEM under three scenarios, 2023 and 2024 WEM ESOOs, 2019-20 to 2033 34 ('000)
Figure A1.10 - Projected BEV and PHEV fleet electricity consumption under three scenarios, 2023 and 2024 WEM ESOOs, 2023-24 to 2033-34 (GWh)
Figure A1.11 - Split of charging types for medium residential vehicles, Expected scenario, 2022-23 to 2033-34
Figure A1.12 - Forecast total energy efficiency savings in the BMM and residential sectors under three scenarios, 2023 and 2024 WEM ESOOs, 2022-23 to 2033-34
Figure A1.13 - Forecast total annual electricity consumption from business and residential electrification (excluding EVs) under three scenarios, 2022-23 to 2033-34 (TWh)
Figure A1.14 - Forecast total electricity consumption for hydrogen production in SWIS under three scenarios, 2023 and 2024 WEM ESOOs, 2022-23 to 2033-34 (TWh)
Figure A1.15 - Actual and forecast Forecast LILs under three scenarios from 2023 and 2024 WEM ESOOs, 2017-18 to 2033-34 (TWh)
Figure A1.16 - Difference between forecast Reserve Capacity balance and Limb A requirements
Figure A2.17 - Forecast EUE by iteration and historical weather reference year for 2026 27 (MWh)
Figure A2.18 - Supply generation (MW), demand profiles (MW), and EUE (MWh) for a 2-day period capturing an EUE event (A business day in Feb 2027, iteration 76, reference year 2014-15)
Figure A2.19 - Snapshot of supply availability at 20:30 Trading Interval during an EUE event (A business day in Feb 2027, iteration 76, reference year 2014-15 [MW])
Figure A2.20 - Supply wind availability profile during an EUE event, business day in Feb 2027, reference year 2014-15 (MW)
Figure A2.21 - Box and whisker plot of annual EUE by iteration and weather reference year for Capacity Year 2028-29 (MWh)
Figure A2.22 - Forecast EUE by iteration and historical weather reference year for 2028 29 (MWh)
Figure A2.23 - Supply generation (MW), demand profiles (MW), and EUE (MWh) for a 2-day period capturing an EUE event (a business day in Aug 2029, iteration 23, reference year 2018-19)
Figure A2.24 - Snapshot of supply availability at 18:00 Trading Interval during an EUE event (a business day in Aug 2029, iteration 23, reference year 2018-19)
Figure A2.25 - Box and whisker plot of annual EUE by iteration and weather reference year for 2029-30
Figure A2.26 - Conceptual diagram of the ADGLS, ADG, ESR Duration Requirement, and other determination requirements
Figure A2.27 - Daily ADG and the daily peak demand (MW) for each Trading Day in 2026-27 for 12 weather reference years determined using the current ADGLS methodology defined in the WEM Rules
Figure A2.28 - Illustration of ADGLS profile on a typical low to moderate demand day in 2026-27 (MW)
Figure A2.29 - Comparison of ADG values for Fixed and Flexible Indicative Peak ESROI across historical weather reference years
Figure A2.30 - ADG values and daily peak demand (MW) for 90th percentile Trading days with Flexible ESR dispatch Intervals across historical weather reference years
Figure A2.31 - ADG value and ADG value for 12 historical weather reference years, incorporating the proposed Rule changes
Figure A3.32 - Annual impact of grid scale battery losses, between 2024-25 and 2033-34 (MWh)

## 2024 WEM ESOO
2024 WEM ESOO

## ES_T.1
Table 1 - Forecast operational consumption (gigawatt hours (GWh)) and peak operational demand (megawatts (MW)) and average annual growth ratesA, 2023-24 to 2033-34, Expected scenario
Table of contents
|  | 2023-24 | 2024-25 | 2025-26 | 2026-27 | 2027-28 | 2028-29 | First 5‑year average annual growth rate | 2033-34 | Second 5-year average annual growth rate | 10-year average annual growth rate
| Operational consumption | 17800 | 18018 | 18082 | 18287 | 18530 | 19188 | 1.5% | 27868 | 7.7% | 4.6%
| 10% POE peak operational demandB | 4304 | 4388 | 4464 | 4555 | 4656 | 4772 | 2.1% | 6163 | 5.3% | 3.7%
A. 2023-24 is the base year (year 0) and 2033-34 is the final year (year 10) for the average annual growth rate calculation.
B. 2023-24 to 2031-32 are the summer 10%POE peak operational demand values. 2032-33 and 2033-34 are the winter 10%POE peak operational demand values.

## ES_T.2
Table 2 - Supply-demand balance for the Expected scenario, 2024-25 to 2028-29 (MW)
Table of contents
| Capacity Year | 2024-25 | 2025-26 | 2026-27 | 2027-28 | 2028-29
| Reserve Capacity Cycle (WEM ESOO) | 2022 | 2023 | 2024 | 2025 | 2026
| Reserve Capacity Cycle Status | Capacity assigned | Capacity assigned | Capacity assignment over coming months | Not commenced | Not commenced
| RCT | 5501 | 5589 | 5696 | 5794 | 5925
| Capacity including NCESS | 5183 | 5503 | 5729 | 5403 | 5347
| Capacity investment shortfall (-) or surplus | -317 | -86 | 33 | -391 | -529
Potential mitigations
| Muja C unit 6 maintained in “reserve mode”A | 193
| Possible early entry of Synergy’s Collie ESRB,C |  | 500
| Residual capacity shortfall (-) or surplus | -124 | 414 | 33 | -391 | -529
| RCM processes to mitigate | SRC expected to be procured in 2024 | SRC available, to be considered in 2025 | Current Reserve Capacity Cycle | Future Reserve Capacity CycleD | Future Reserve Capacity CycleD
A. See announcement at https://www.wa.gov.au/government/media-statements/Cook-Labor-Government/Muja-C-Unit-6-in-reserve-mode-and-online-for-summer-2024-25-20230817.
B. The Synergy Collie ESR is included in the supply forecast from 2026-27 Capacity Year, but it has an announced commencement date in late 2025 and therefore could be in operation in time for the summer of the 2025-26 Capacity Year.
C. See announcement at https://www.wa.gov.au/government/media-statements/Cook-Labor-Government/Construction-starts-on-one-of-Australia's-biggest-batteries-in-Collie-20240315.
D. For 2027-28 and future Capacity Years, it is anticipated than reforms to the RCM, including the introduction of the ‘flexible’ capacity product, along with the Capacity Investment Scheme, will provide further incentives for investment in new capacity.

## Ch 1_T.3
Table 3 - Scenario and assumption variations, 2024 WEM ESOO
Table of contents
| Demand growth scenario | Progressive Change | Step Change | Green Energy Exports
| WEM ESOO | (Low) | (Expected) | (High)
| Global economic growth and policy coordination | Slower growth and lesser coordination | Moderate growth and stronger coordination | High growth and stronger coordination
| Australian economic and demographic drivers | Lower | Moderate | High (partly driven by green energy)
| DER uptake (DPV, distributed energy storage systems (DESS), and electric vehicles (EVs)) | Lower | High | Higher
| Storage aggregation and coordination such as virtual power plants (VPPs) | Lower | High | Higher
| Energy efficiency | Lower | Moderate | Higher
| Electrification (other than transportation sector) | Lower | High | Higher
| Hydrogen use/hydrogen blending in gas distribution networkA | Low production for domestic use, with no export hydrogen. | Medium-Low production for domestic use, with minimal export hydrogen. | High production for domestic and export use.
|  | Up to 10% blending in gas network. | Up to 10% blending in gas network. | Up to 10% blending in gas network.
| Supply chain barriers | More challenging | Moderate | Less challenging
| National decarbonisation target | At least 43% emissions reduction by 2030. | At least 43% emissions reduction by 2030. | At least 43% emissions reduction by 2030.
|  | Net zero by 2050. | Net zero by 2050. | Net zero by 2050.
| Global/domestic temperature settings and outcomesB | Applies Representative Concentration Pathway 4.5 where relevant (~ 2.6°C) | Applies Representative Concentration Pathway 2.6 where relevant (~ 1.8°C) | Applies Representative Concentration Pathway 1.9 where relevant (~ 1.5°C)
A. Hydrogen blending in the gas network will need to accommodate the technical requirements of transmission and distribution pipelines, as well as the capabilities of connected gas appliances. Higher blends than ~10% may require appliance change and/or switches to dedicated hydrogen transmission pipelines.
B. Representative Concentration Pathways were adopted in the Intergovernmental Panel on Climate Change ’s first Assessment Report; see https://www.ipcc.ch/report/ar5/syr/.

## Ch 2_T.4
Table 4 - Peak Demand Period and Mid Peak ESROI determined in the 2024 WEM ESOO for 2026-27
Table of contents
| Season | Peak Demand Period | ESR Duration Requirement | Non-Business Days |  | Business Days
|  |  | (Trading Intervals) | Mid Peak ESROI | Peak ESROD | Mid Peak ESROI | Peak ESROD
| Summer | 16:30-20:00 | 8 | 18:00 | 16:30-20:00 | 19:00 | 17:30-21:00
| Shoulder | 16:30-20:00 | 8 | 18:00 | 16:30-20:00 | 19:00 | 17:30-21:00
| Winter | 17:00-20:30 | 8 | 18:30 | 17:00-20:30 | 19:00 | 17:30-21:00

## Ch 2_T.5
Table 5 - Mid Peak ESROI based on ESROD published in 2023 WEM ESOO and Demand Period and Mid Peak ESROI determined in the 2024 WEM ESOO, for 2025-26
Table of contents
|  | 2023 WEM ESOO |  | 2024 WEM ESOO
| Season | Peak ESROD | Mid Peak ESROI | Peak Demand Period | ESR Duration Requirement | Non-Business Days |  | Business Days
[5 empty] | (Trading Intervals) | Mid Peak ESROI | Peak ESROD | Mid Peak ESROI | Peak ESROD
| Summer | 16:30-20:00 | 18:00 | 16:30-20:00 | 8 | 18:00 | 16:30-20:00 | 19:00 | 17:30-21:00
| Shoulder | 16:30-20:00 | 18:00 | 16:30-20:00 | 8 | 18:00 | 16:30-20:00 | 19:00 | 17:30-21:00
| Winter | 16:30-20:00 | 18:00 | 17:00-20:30 | 8 | 18:30 | 17:00-20:30 | 19:00 | 17:30-21:00

## Ch 2_T.6
Table 6 - Mid Peak ESROI based on ESROD published in 2022 WEM ESOO and Demand Period and Mid Peak ESROI determined in the 2024 WEM ESOO, for 2024-25
Table of contents
|  | 2022 WEM ESOO |  | 2024 WEM ESOO
| Season | Peak ESROD | Mid Peak ESROI | Peak Demand Period | ESR Duration Requirement | Mid Peak ESROI | Peak ESROD
(Trading Intervals)
| Summer | 16:30-20:00 | 18:00 | 16:30-20:00 | 8 | 19:00 | 17:30-21:00
| Shoulder | 16:30-20:00 | 18:00 | 16:30-20:00 | 8 | 19:00 | 17:30-21:00
| Winter | 16:30-20:00 | 18:00 | 17:00-20:30 | 8 | 19:00 | 17:30-21:00

## Ch 3_T.7
Table 7 - CRC and capacity credit assignment method by technology type
Table of contents
| Facility technology type | Description | CRC and Capacity Credit assignment method
| Non-Intermittent Generating Systems | Thermal generation using fuels such as coal, gas, and diesel | Assessed based on sent-out capacity at 41°C, accounting for derating of the technology at elevated ambient temperatures and historical Forced Outage rates
| Intermittent Generating Systems | Intermittent renewables such as solar, wind, and landfill gas | Assessed based on estimated contribution during periods of high demand (or actual contribution for operational facilities)
| Energy Storage Resources (ESR) | Batteries, energy storage systems, and hydro-powered generators | Assessed based on ability to sustain a level of output over a defined period (currently 4-hours)
| Demand Side Programmes (DSP) | The capability of customer load or generation from customers’ embedded generators to reduce operational demand when required. Includes direct response from industrial users and consumer response run by retailers, DSP aggregators, or network service providers | Assessed based on the amount by which the demand from the load or aggregated loads can be curtailed

## Ch 3_T.8
Table 8 - Scenario inclusion for different capacity classifications and retirement cases
Table of contents
| Scenario | Existing capacity | Committed capacity | Probable capacity | Proposed capacity
| Low | Yes | No | No | No
| Expected | Yes | Yes | No | No
| High | Yes | Yes | Yes | No

## Ch 3_T.9
Table 9 - Network limitations identified to bind in at least one dispatch scenario of the NAQ model
Table of contents
| Potentially limited network element | Relevant contingency
| Picton Terminal (PIC) – Marriott Road Substation (MRR) 132kV Line 1 | Constraint for the contingency of Picton-Pinjarra-Busselton-Kemerton 132kV line 1, causing a thermal overload of the monitored element Picton-Marriot Road 132kV line 1.
| Northern Terminal Transformer 1 (NT) T1 | Constraint for the contingency of Northern Terminal Transformer 2 (including activation of the Northern Terminal Bus Coupler Reclose Scheme), causing a thermal overload of the monitored element Northern Terminal Transformer 1.

## Ch 4_T.10
Table 10 - Revisions to the Planning Criterion between the 2023 and 2024 reliability assessments
Table of contents
| Limb requirement | Requirement at the time of 2023 study | Requirement at the time of 2024 study
| Limb A: Reserve margin | Greater of: · 7.6% of peak demand (including transmission losses and allowing for Intermittent Loads) · the largest supply contingency | Greater of: · peak demand multiplied by the proportion of Capacity Credits expected to be unavailable at the time of peak demand due to Forced Outages · the largest supply contingency
| Limb B: EUE percentage as a proportion of annual energy consumption | Not to exceed 0.002% | Not to exceed 0.0002%

## Ch 4_T.11
Table 11 - Building blocks of Limb A
Table of contents
| Building block of Limb A | Description
| 10% POE peak demand | Forecast annual operational sent-out peak demand for 10% POE under expected demand growth scenario.
| Intermittent loads | Estimate of the capacity required to cover the forecast requirements of Intermittent Loads (ILs), which are excluded from the 10% POE peak demand forecast.
| Reserve margin | Determined as the greater of:
· peak demand multiplied by the proportion of Capacity Credits expected to be unavailable at the time of peak demand due to Forced Outages
· the largest contingency relating to loss of supply at the time of peak demand.
For the purposes of this WEM ESOO, AEMO has calculated the largest risk as equivalent to the loss of the three largest generating units as discussed below.
| Regulation raise | Accounts for Regulation Raise quantities, escalated to account for the impact of new DPV and large-scale wind and solar capacity.

## Ch 4_T.12
Table 12 - Limb A requirements (MW)A
Table of contents
| Capacity Year | 10% POE peak demand | Intermittent loads | Reserve marginB | Regulation raise | Total
| 2024-25C | 4388 | 8 | 976 | 129 | 5501
| 2025-26C | 4464 | 8 | 976 | 142 | 5589
| 2026-27 | 4555 | 8 | 976 | 157 | 5696
| 2027-28 | 4656 | 7 | 958 | 172 | 5794
| 2028-29 | 4772 | 7 | 958 | 187 | 5925
| 2029-30 | 4998 | 7 | 958 | 202 | 6165
| 2030-31 | 5361 | 7 | 958 | 219 | 6545
| 2031-32 | 5662 | 6 | 958 | 235 | 6861
| 2032-33 | 5944 | 6 | 958 | 251 | 7159
| 2033-34 | 6,163 | 6 | 958 | 267 | 7395
A. All figures are rounded to the nearest MW. Totals may have a 1 MW difference due to rounding.
B. Calculated as the greater of Forced Outage Allowance and the largest contingency relative to loss of supply expected at the time of forecast peak demand in accordance with clause 4.5.9(a) of the WEM Rules.
C. These figures represent the building blocks of Limb A for the purposes of the 2024 reliability assessment and are not intended to be comparable to the RCT as determined for 2023. The RCT as determined between Limb A and Limb B requirements for 2024 is set out in Section4.6. Figures have been updated to reflect the 2024 WEM ESOO forecasts. However, the RCR of 4,526 MW set in the 2022 WEM ESOO for the 2022 Reserve Capacity Cycle (2023-24) (see https://aemo.com.au/-/media/files/electricity/wem/planning_and_forecasting/esoo/2022/2022-wholesale-electricity-market-esoo.pdf?la=en) and the RCR of 5,543 MW set in the 2023 WEM ESOO for the 2023 Reserve Capacity Cycle (2024-25) do not change (see https://aemo.com.au/-/media/files/electricity/wem/planning_and_forecasting/esoo/2023/2023-wholesale-electricity-market-electricity-statement-of-opportunities-wem-esoo.pdf?la=en).

## Ch 4_T.13
Table 13 - Summary of EUE trends and drivers for the three periods (2024-25 to 2033-34)
Table of contents
| Capacity Year | EUE outcome | Energy consumption growth (average p.a.) | Supply trends | EUE trends across iterations | Example EUE event | Conditions
| 2024-25 to 2027-28 | <0.0002% | Slight (less than 1%) | Supply peaks in 2026-27 | Most iterations have no EUE but particular weather and outage patterns can lead to EUE >0.0002% | 6pm to 11pm business day in February 2027, 2014-15 reference year, 1,400 MWh EUE | Mostly outside of solar PV hours
Combined forced outage of storage, coal and gas (over 1,400 MW unavailable)
Wind drops to as low as 20 MW availability (of over 1 GW installed capacity)
| 2028-29 | >0.0002% | Moderate (3.6%) | Muja D and Bluewaters still online | Majority of 1,200 iterations no EUE but 160 have EUE >0.0002%
| 2029-30 to 2033-34 | >0.0002% | High (8%) | All coal assumed retired (2029 Muja D and 2030 Bluewaters | Weather, outage patterns, time of year and time of day are not deciding factors in whether EUE will occur or not –EUE is expected across each iteration, weather reference year, time of day and month.
Times of higher demand, low renewable output, or combinations of large units being on outage at the same time will still drive higher levels of EUE relative to other times but due to a general shortfall in supply relative to demand EUE is more or less certain to be above the standard in all 1,200 iterations.

## Ch 4_T.14
Table 14 - Reserve Capacity Targets (MW)
Table of contents
| Capacity Year | RCT
| 2024-25 | 5501
| 2025-26 | 5589
| 2026-27 | 5696
| 2027-28 | 5794
| 2028-29 | 5925
| 2029-30 | 6165
| 2030-31 | 6545
| 2031-32 | 6861
| 2032-33 | 7159
| 2033-34 | 7395

## Ch 4_T.15
Table 15 - EUE by regionA, between 2024-25 and 2033-34 (MWh)
Table of contents
| Region | First half of the outlook period |  |  |  |  | Second half of the outlook period
|  | 2024-25 | 2025-26 | 2026-27 | 2027-28 | 2028-29 | 2029-30 | 2030-31 | 2031-32 | 2032-33 | 2033-34
| North | 0 | 0 | - | - | - | - | - | 1 | 15 | 92
| Metro | 0 | 0 | - | - | - | 0 | 17 | 80 | 196 | 341
| South | - | - | - | - | 0 | 0 | - | - | - | -
| East B | 338 | 185 | 254 | 317 | 434 | 660 | 1127 | 1681 | 2231 | 2708
| Non-region specific EUEC | 5 | 3 | 1 | 3 | 38 | 15311 | 384424 | 675688 | 1341220 | 2220108
| Total SWIS EUE | 344 | 188 | 255 | 320 | 472 | 15972 | 385568 | 677450 | 1343663 | 2223248
| Total SWIS EUE as % of operational consumption | 0.0019 | 0.001 | 0.0014 | 0.0017 | 0.0025 | 0.0768 | 1.6887 | 2.7691 | 5.1446 | 7.9779
| Total SWIS EUE (excluding East) as % of operational consumption | 0 | 0 | 0 | 0 | 0.0002 | 0.0736 | 1.6837 | 2.7622 | 5.1361 | 7.9682
A. Where there is a value of zero in the table a small amount of EUE was identified and has been rounded down. A dash means EUE was not observed for this subregion in the modelling.
B. East region EUE includes unserved energy for loads with “non-reference” connection arrangements. Refer to “EUE in the east region” below.
C. EUE observed at the regional reference node (RRN) does not have a locational element to it. This portion of EUE is driven primarily by a SWIS wide generation supply shortfall rather than transmission network limitations.

## Ch 4_T.16
Table 16 - Sub-regional capacity shortfall by Capacity Years across all weather reference years and Monte Carlo iterations, between 2024-25 and 2033-34 (MW)A
Table of contents
| Node / Capacity Year | 2024-25 | 2025-26 | 2026-27 | 2027-28 | 2028-29 | 2029-30 | 2030-31 | 2031-32 | 2032-33 | 2033-34
NC | bar: 2024-25 to 2033-34
| MW | - | - | - | - | - | - | - | - | - | 6
| CM | - | - | - | - | - | - | - | 9 | 87 | 172
NB | bar: 2024-25 to 2033-34
| MN | - | 4 | - | - | - | 0 | 5 | 12 | 14 | 20
| MC | - | - | - | - | - | 5 | 4 | 10 | 11 | 13
| MS | - | - | - | - | - | 2 | 62 | 81 | 104 | 121
| KW | - | - | - | - | - | 3 | 38 | 45 | 60 | 67
| SW | - | - | - | - | 0 | 1 | 4 | 9 | 10 | 12
SE | bar: 2024-25 to 2033-34
GS | bar: 2024-25 to 2033-34
| ME | 12 | 16 | 20 | 14 | 15 | 19 | 33 | 36 | 43 | 46
| EC | 3 | 2 | 2 | 2 | 2 | 5 | 15 | 19 | 23 | 25
| EG | 15 | 10 | 12 | 13 | 14 | 17 | 22 | 23 | 25 | 26
| Non-region specific EUEB | 64 | 99 | 45 | 127 | 393 | 1698 | 2545 | 2839 | 3086 | 3220
A. Where there is a value of zero in the table a small amount of EUE was identified and has been rounded down. A dash means EUE was not observed for this subregion in the modelling.
B. EUE observed at the regional reference node (RRN) does not have a locational element to it. This portion of EUE is driven primarily by a SWIS wide generation supply shortfall rather than transmission network limitations.

## Ch 4_T.17
Table 17 - Key constrained pathways, between 2024-25 and 2028-29 (% of time binding in the year)
Table of contents
| Constrained flow path | Subregion | 2024-25 | 2025-26 | 2026-27 | 2027-28 | 2028-29
| 132 kV network between Albany and Mount Barker for a contingency of the parallel Albany to Kojonup 132 kV circuit | GS-SE | 24.4 | 23.3 | 23.1 | 22.4 | 21.5
| 220 kV network supplying West Kalgoorlie for a contingency of a 132 kV network circuit around Merredin and NorthamA | SE-ME | 6.8 | - | - | - | -
ME-EG
| 132 kV network between the Central Midlands and Neerabup region for loss of a parallel 132 kV circuit in the same region or for a loss of the single 330 kV network between Neerabup and Three Springs Terminal | CM-NB | 1.9 | 1.7 | 1.6 | - | -
NB-MN
A. While the EREP project uprates the existing 220 kV line and reduces binding constraints in market dispatch, it does not completely remove EUE risk associated with 132 kV zone substations supplied in the Goldfields region and at Bounty Zone Substation which may be subject to a 132 kV single circuit risk or local 132 kV network limitations presented in this table.

## Ch 4_T.18
Table 18 - Key constrained pathways, between 2024-25 and 2028-29
Table of contents
| Potential network augmentation project | Drivers of project | Potential network benefit
| South West 330 kV Bulk Expansion | Forecast demand growth associated with electrification of industrial processes in the South West may result in limitations on certain parts of the 330 kV bulk transmission network transferring power to meet local demand in the South West and towards the Kwinana and Metro South regions. | Increased 330 kV power transfer capability in the local South West region and on the network supplying the metropolitan regions from the south.
These augmentations may also enable further generation developments in the South West and South East to be connected to the SWIS.
These regions present an alternative location for generation capacity developments to complement those that are delivered and enabled by the Clean Energy Link project in the north. These areas have diverse wind profiles that compliment wind resources located in the north, improving system reliability and security of supply.
| Intra-nodal 132 kV augmentations within the Perth Metropolitan region | Forecast demand growth within the Perth metropolitan regions may result in 132 kV network limitations around major terminal stations. | Increased 132 kV power transfer capability around the major terminal stations in the metropolitan region to import power from regional generation which may include new augmentations or thermal line uprates.
These regions have limited access to local generation supplies (apart from those that are provided by distributed resources).
Demand growth will necessitate reinforcement to mitigate against any subregional capacity shortfalls that may present.
| Kwinana 132 kV network reinforcement | Forecast demand growth in the Kwinana region may result in 132 kV network limitations restricting power flow capability around the Kwinana area network and constrain the import of power from southern generation sources transferring power from the south to the north. | Increased 132 kV power transfer capability within the local Kwinana 132 kV network acting together with a new South West 330 kV terminal (or greater transfer capability between the Kwinana 330 kV and Kwinana 132 kV network) can relieve congestion associated with the meshed 132 kV network that exists in between Kwinana and the South West. The augmentation enables future demand to be connected at Kwinana including potential benefits for hydrogen developers and generation supply developments in the south.
| South-West 132 kV network | Forecast demand growth in the South West region may result in 132 kV network limitations restricting import capability on the transmission network around the South West. This is driven mainly by electrification of industries and potential expansion of new large industrial loads. | Increased 132 kV power transfer capability on the network supplying the South West region. Further generation development in the South West and South East may also benefit from increased 132 kV transfer capability.

## Ch 4_T.19
Table 19 - Indicative Peak ESROI determined in 2024 WEM ESOO for 2026-27
Table of contents
| Season | Indicative Peak ESROI
|  | Non-Business Days | Business Days
| Summer | 16:30-20:00 | 17:30-21:00
| Shoulder | 16:30-20:00 | 17:30-21:00
| Winter | 17:00-20:30 | 17:30-21:00

## Ch 4_T.20
Table 20 - Capability Classes (MW)
Table of contents
| Assessment | 2023 ESOO | 2024 ESOO
| Capacity Year assessed | 2025-26 | 2026-27
| Baseline Forecast Reserve Capacity for AIC | 4598 | 5742
| Of which Availability / Capability Class 2 | 177 | 1485
| Comparison against RCT | -945 MW | +46 MW
| Minimum capacity required to be provided from Availability Class 1 / Capability Class 1 and 3 | 4510 | 3648
| Capacity associated with Availability Class 2 / Capability Class 2 | 1033 | 2048
| RCT | 5543 | 5696

## Ch 5_T.21
Table 21 - Supply-demand balance for the Expected scenario, 2024-25 to 2033-34A
Table of contents
|  | 2024-25 | 2025-26 | 2026-27 | 2027-28 | 2028-29 | 2029-30 | 2030-31 | 2031-32 | 2032-33 | 2033-34
| RCTB (MW) | 5501 | 5589 | 5696 | 5794 | 5925 | 6165 | 6545 | 6861 | 7159 | 7395
| Capacity (MW) | 5,183 C | 5,503 C | 5,729 D | 5,403E | 5396 | 4987 | 4543 | 4535 | 4524 | 4515
| Capacity Credit shortfall (-) or surplus (MW) | -317 F | -86 F | 33 | -391 | -529 | -1178 | -2002 | -2326 | -2635 | -2880
| Capacity credit shortfall (-) or surplus (%) | -5.8%G | -1.5%G | 0.6% | -6.7% | -8.9% | -19.1% | -30.6% | -33.9% | -36.8% | -38.9%
A. All figures have been rounded to the nearest MW. Consequently, totals may have a 1 MW difference due to rounding.
B. The quantities reported are the RCTs. The RCRs for 2024-25 and 2025-26 are 4,526 and 5,543 MW, respectively.
C. The 2024-25 and 2025-26 available capacity values are the total quantities of Capacity Credits assigned plus the NCESS contract service capacity.
D. The capacity value for 2026-27 includes NCESS contract service quantity and the forecast Reserve Capacity for existing and committed supply capacity, as described in Chapter 5.
E. The capacity value for 2027-28 and remaining Capacity years represent the forecast quantity of Reserve Capacity for existing and committed supply capacity, as described in Chapter 5.
F. Based on the RCRs for 2024-25 and 2025-26, the available capacity figures represent a capacity surplus of 657 MW and a capacity shortfall of 40 MW, respectively.
G. Based on the RCRs for 2024-25 and 2025-26, the available capacity figures represent a capacity surplus of 14.5% and a capacity shortfall of 0.7%, respectively.

## Ch 5_T.22
Table 22 - Indicative opportunity for different technology types for 2027-28
Table of contents
|  | Units of measurement | Solar | Wind | Flexible gas (or other future fuel) | Storage (4-hour or greater) / DSP | Total
| Reserve Capacity Contribution Estimate | ScalarA | 0.08 | 0.16 | 0.96 | 1 | N/A
Case 1: High proportion of solar
| Investment opportunity by technology | PercentageB | 50% | 30% | 5% | 15% | 100%
| Reserve Capacity required | MW | 55 | 66 | 66 | 205 | 391
| Installed capacity required | MW | 684 | 410 | 68 | 205 | 1367
Case 2: High proportion of wind and flexible gas
| Investment opportunity by technology | Percentage | 33% | 33% | 17% | 17% | 100%
| Reserve Capacity Credits required | MW | 25 | 50 | 155 | 161 | 391
| Installed capacity required | MW | 313 | 313 | 161 | 161 | 948
Considerations
| Considerations by technology | N/A | · Land availability. |  | · Contracting for daily maximum gas requirement. | · Storage requires low-cost energy to charge. | N/A
|  |  | · Community support. |  | · Emissions from gas fired generation. | · DSP has limited running hours per year, currently set at 200 hours p/a and declining to 50 hours p/a from 1 October 2026.
· Network access.
· Economic spill.
· Competition with rooftop PV.
· Geographic wind diversity.
A. The scalar has been estimated based on published Capacity Credits assigned for 2024-25 and maximum capacity by facility. Energy storage systems scalar is based on WEM Rules applying 100% credits to 4hr storage and linear derating for <4hrs. DSP receives a Capacity Credit in line with the MW of available DSP. These proportions are provided as indicative and are not a forecast of long term assignment of Capacity Credits to particular technology types.
B. The range of scenario proportions for installed capacity investment are indicative based on a long-term least cost development pathway for the SWIS and represents just two of many different possible outcomes. The illustrative proportions are based on the outcomes of the WA Government’s SWIS Demand Assessment (available here: www.wa.gov.au/system/files/2023-05/swisda_report.pdf).

## Ch 5_T.23
Table 23 - Opportunities for regional network and generation investment
Table of contents
| Region | Drivers | Other information
| Eastern Goldfields / | The current transmission network supplying the East Country and Eastern Goldfields regions is subject to power transfer limits that restrict the import of power. The region is subject to a series of complex constraints that involve thermal and stability limitations. The connection of future load and additional generation capacity in the region will continue to be impacted by these constraints. | Western Power is currently evaluating NCESS proposals to improve reliability during islanding events, across the next 5 years.
| East Country regions | Opportunities exist for supply solutions that improve reliability outcomes for the region both in the short-term and long-term. | Prospective NCESS providers may offer either a reliability service or a system strength service, or both. The reliability service is required to minimise power supply disruptions in the event of a planned or unplanned network outage that causes the Eastern Goldfields region to be islanded from the SWIS. If participating in the RCM, NCESS providers may be required to meet certification requirements and obligations.
|  | A longer-term solution for the region is being investigated, with recent transmission network planning studies identifying that the development of a Goldfields Regional Network may be part of an optimal development plan for the SWIS. Under this proposal, new transmission network infrastructure would be constructed to support the regional growth. This represents an opportunity for private sector investment in the network and supply infrastructure required for the region. | The SWIS Transmission Planning Update discusses the concept of the Goldfields Regional Network as an alternative solution that warrants further consultation.
| Central region (Perth metropolitan) | Forecast demand growth in the Perth metropolitan region may result in 132 kV network limitations in subregions of the SWIS, particularly on the networks that are around key metropolitan terminal sites. These regions have limited large-scale supply options due to minimal land availability and network solutions may be subject to delivery challenges associated with highly built up areas. These areas may benefit from co-ordinated aggregation of DER and or demand flexibility services. | The SWIS Transmission Planning Update also highlights this Central Region (described as Perth Metropolitan) for further network investment.
(Neerabup, North Metro, Metro South, Perth region)
| Kwinana region | Forecast demand growth in the Kwinana region may result in 132 kV network limitations restricting the transfer of power in the region. The region may benefit from greater transfer capability between the 330 kV and 132 kV networks, local generation and demand flexibility services to meet future growth. | The SWIS Transmission Planning Update also highlights the Western Trade Coast (as a subset within the Central Region) as a region that may benefit from network investment to enable connection of future industrial loads.
| South-West region | Forecast demand growth in the South West associated with large industrial loads will result in 330 kV and 132 kV network limitations restricting the transfer of power throughout the region. The region will benefit from additional transfer capability throughout the 330 kV and 132 kV bulk transmission network that connects the South West region to the rest of the SWIS. Additional infrastructure will also support the connection of large-scale generation and supply projects in the region, which have been shown to improve reliability on the SWIS via diverse wind profiles that compliment those in the north. | The SWIS Transmission Planning Update highlights the South Region as a region of significant transformation and opportunities arising from industrial load connections and new generation developments.
(Busselton region)
A. See https://www.westernpower.com.au/resources-education/suppliers/tenders-and-registrations-of-interest/expression-of-interest-for-ncess---reliability-and-system-strength-services-for-the-eastern-goldfields-region/.
B. See https://www.wa.gov.au/system/files/2024-05/swis-transmission-planning-update.pdf.

## ES - F.1
Figure 1 - Forecast supply-demand balance, Expected demand growth scenario, 2024-25 to 2033-34 (MW)
Table of contents
| Capacity Year | Unit | 2024-25 | 2025-26 | 2026-27 | 2027-28 | 2028-29 | 2029-30 | 2030-31 | 2031-32 | 2032-33 | 2033-34
| 2024 WEM ESOO RCT | MW | 5500.5674 | 5588.922 | 5695.8876 | 5794.0514 | 5924.6066 | 6165.4441 | 6545.381 | 6860.8524 | 7159.2111 | 7394.7499
| 2024 WEM ESOO forecast available Reserve Capacity - Expected scenario | MW | 5183.15 | 5502.7114 | 5729.029 | 5403.3354 | 5395.5272 | 4987.1448 | 4543.26 | 4534.5069 | 4524.4076 | 4515.1832
| 2024 Capacity shortfall/surplus - Expected | MW | -317.4174 | -86.2106 | 33.1413 | -390.7159 | -529.0794 | -1178.2994 | -2002.121 | -2326.3456 | -2634.8035 | -2879.5666
| 2023 WEM ESOO RCT | MW | 5430 | 5543 | 5716 | 5806 | 6061 | 6422 | 6821 | 7140 | 7425
| 2023 WEM ESOO forecast available Reserve Capacity - Expected scenario | MW | 4726.572 | 4598.025 | 4598.025 | 4280.825 | 4280.825 | 3858.825 | 3424.825 | 3424.825 | 3424.825
| 2023 Capacity shortfall/surplus | MW | -703.428 | -944.975 | -1117.975 | -1525.175 | -1780.175 | -2563.175 | -3396.175 | -3715.175 | -4000.175
| 2023 updated capacity shortfall/surplus | MW | -246.85 | -40.2886 | 13.029 | -402.6646 | -665.4728 | -1434.8552 | -2277.74 | -2605.4931 | -2900.5924

## ES - F.2
Figure 2 - Forecast existing, committed, and probable Reserve Capacity for 2026-27 (MW)
Table of contents
| RC Cycle | 2024
| Capacity Year | 2026-27
|  | MW | MW | MW | MW | MW | MW
|  | Existing | Committed | Probable | Total forecast available | RCT | Subtotal
| Existing | 4266.8002
| Committed |  | 1462.2287 |  |  |  | 4266.8002
| Probable |  |  | 514 |  |  | 5729.029
| Total forecast available |  |  |  | 6243.029 |  | 6243.029
| RCT |  |  |  |  | 5695.8876

## Ch 1_F.3
Figure 3 - Overview of various consumption and demand definitions
Table of contents

## Ch 1_F.4
Figure 4 - Example demand profiles, including underlying, operational, and unscheduled operational demand (MW)
Table of contents
| Day | Trading Interval | Total Sent Out Generation (MWh) | Unscheduled operational demand | DPV generation | Underlying demand | Storage charging | Operational demand
| Day 1 | 0:00 | 929.9267 | 1859.8534 | 0 | 1859.8534 | -0.35301 | 1860.2064
|  | 0:30 | 895.9643 | 1791.9287 | 0 | 1791.9287 | -0.27869 | 1792.2074
|  | 1:00 | 882.8686 | 1765.7372 | 0 | 1765.7372 | -0.26011 | 1765.9973
|  | 1:30 | 870.23 | 1740.46 | 0 | 1740.46 | -0.24618 | 1740.7062
|  | 2:00 | 866.3628 | 1732.7255 | 0 | 1732.7255 | -0.21366 | 1732.9392
|  | 2:30 | 861.7761 | 1723.5521 | 0 | 1723.5521 | -0.2276 | 1723.7797
|  | 3:00 | 857.0028 | 1714.0056 | 0 | 1714.0056 | -0.25547 | 1714.2611
|  | 3:30 | 863.086 | 1726.1721 | 0 | 1726.1721 | -49.0591 | 1775.2311
|  | 4:00 | 854.2126 | 1708.4253 | 0 | 1708.4253 | -0.15792 | 1708.5832
|  | 4:30 | 856.6721 | 1713.3442 | 0 | 1713.3442 | -0.11612 | 1713.4603
|  | 5:00 | 870.0168 | 1740.0336 | 0 | 1740.0336 | -0.1347 | 1740.1683
|  | 5:30 | 879.3236 | 1758.6471 | 0 | 1758.6471 | -0.19044 | 1758.8376
|  | 6:00 | 889.5396 | 1779.0793 | 0 | 1779.0793 | 0 | 1779.0793
|  | 6:30 | 875.6314 | 1751.2628 | 0 | 1751.2628 | -0.14399 | 1751.4067
|  | 7:00 | 844.688 | 1689.3759 | 91.2023 | 1780.5782 | -0.29263 | 1689.6685
|  | 7:30 | 780.5545 | 1561.109 | 375.7432 | 1936.8522 | -2.6987 | 1563.8077
|  | 8:00 | 731.096 | 1462.1921 | 624.0496 | 2086.2417 | -3.6183 | 1465.8104
|  | 8:30 | 647.6719 | 1295.3438 | 895.8486 | 2191.1924 | -3.6555 | 1298.9993
|  | 9:00 | 555.7346 | 1111.4691 | 1134.701 | 2246.1701 | -3.3304 | 1114.7995
|  | 9:30 | 480.0745 | 960.1491 | 1331.363 | 2291.5121 | -2.838 | 962.9871
|  | 10:00 | 433.4184 | 866.8369 | 1520.629 | 2387.4659 | -6.0383 | 872.8752
|  | 10:30 | 425.1209 | 850.2418 | 1673.144 | 2523.3858 | -101.8201 | 952.0619
|  | 11:00 | 415.616 | 831.232 | 1781.598 | 2612.83 | -156.9314 | 988.1634
|  | 11:30 | 399.8735 | 799.747 | 1858.514 | 2658.261 | -155.9606 | 955.7076
|  | 12:00 | 372.7909 | 745.5818 | 1897.537 | 2643.1188 | -71.661 | 817.2428
|  | 12:30 | 365.1233 | 730.2466 | 1890.131 | 2620.3776 | -15.2398 | 745.4864
|  | 13:00 | 376.2022 | 752.4044 | 1865.333 | 2617.7374 | -4.4498 | 756.8542
|  | 13:30 | 393.0245 | 786.049 | 1776.934 | 2562.983 | -8.9925 | 795.0415
|  | 14:00 | 430.0293 | 860.0585 | 1653.281 | 2513.3395 | -0.38088 | 860.4394
|  | 14:30 | 504.6694 | 1009.3388 | 1515.628 | 2524.9668 | -88.3592 | 1097.6981
|  | 15:00 | 568.1292 | 1136.2584 | 1330.13 | 2466.3884 | -69.7937 | 1206.0521
|  | 15:30 | 628.2091 | 1256.4182 | 1133.036 | 2389.4542 | -2.3549 | 1258.7732
|  | 16:00 | 722.1998 | 1444.3995 | 893.5501 | 2337.9496 | -2.0716 | 1446.4711
|  | 16:30 | 833.5841 | 1667.1682 | 673.2946 | 2340.4628 | -1.8812 | 1669.0494
|  | 17:00 | 939.8541 | 1879.7081 | 382.7814 | 2262.4895 | -2.0019 | 1881.7101
|  | 17:30 | 1044.6495 | 2089.2989 | 100.2867 | 2189.5856 | -1.1937 | 2090.4926
|  | 18:00 | 1117.8987 | 2235.7975 | 0 | 2235.7975 | 0 | 2235.7975
|  | 18:30 | 1146.8979 | 2293.7958 | 0 | 2293.7958 | 0 | 2293.7958
|  | 19:00 | 1150.7547 | 2301.5094 | 0 | 2301.5094 | 0 | 2301.5094
|  | 19:30 | 1128.3532 | 2256.7063 | 0 | 2256.7063 | 0 | 2256.7063
|  | 20:00 | 1097.1158 | 2194.2315 | 0 | 2194.2315 | -0.14399 | 2194.3755
|  | 20:30 | 1073.7612 | 2147.5225 | 0 | 2147.5225 | -2.4386 | 2149.961
|  | 21:00 | 1057.0507 | 2114.1015 | 0 | 2114.1015 | -21.4918 | 2135.5932
|  | 21:30 | 1062.6318 | 2125.2635 | 0 | 2125.2635 | -142.0585 | 2267.3221
|  | 22:00 | 995.867 | 1991.7339 | 0 | 1991.7339 | -0.65957 | 1992.3935
|  | 22:30 | 968.7995 | 1937.5991 | 0 | 1937.5991 | -0.074318 | 1937.6734
|  | 23:00 | 942.596 | 1885.1921 | 0 | 1885.1921 | -0.15328 | 1885.3454
|  | 23:30 | 923.5554 | 1847.1109 | 0 | 1847.1109 | -0.14399 | 1847.2549
| Day 2 | 0:00 | 907.115 | 1814.23 | 0 | 1814.23 | -0.15792 | 1814.388
|  | 0:30 | 894.9803 | 1789.9606 | 0 | 1789.9606 | -0.046447 | 1790.0071
|  | 1:00 | 877.8829 | 1755.7658 | 0 | 1755.7658 | -0.1765 | 1755.9423
|  | 1:30 | 869.0099 | 1738.0198 | 0 | 1738.0198 | -0.19973 | 1738.2195
|  | 2:00 | 860.9078 | 1721.8157 | 0 | 1721.8157 | -0.20902 | 1722.0247
|  | 2:30 | 858.2863 | 1716.5725 | 0 | 1716.5725 | -0.009288 | 1716.5818
|  | 3:00 | 857.7802 | 1715.5604 | 0 | 1715.5604 | -3.0749 | 1718.6353
|  | 3:30 | 856.4385 | 1712.8771 | 0 | 1712.8771 | -7.1577 | 1720.0348
|  | 4:00 | 859.7142 | 1719.4285 | 0 | 1719.4285 | -12.9127 | 1732.3412
|  | 4:30 | 859.1111 | 1718.2223 | 0 | 1718.2223 | -0.18115 | 1718.4034
|  | 5:00 | 869.4944 | 1738.9888 | 0 | 1738.9888 | -10.6553 | 1749.6441
|  | 5:30 | 882.8441 | 1765.6881 | 0 | 1765.6881 | -47.1268 | 1812.8149
|  | 6:00 | 874.1586 | 1748.3173 | 0 | 1748.3173 | -5.8061 | 1754.1234
|  | 6:30 | 856.673 | 1713.3459 | 0 | 1713.3459 | -0.037159 | 1713.3831
|  | 7:00 | 820.3688 | 1640.7376 | 109.226 | 1749.9636 | -0.23224 | 1640.9699
|  | 7:30 | 753.6513 | 1507.3025 | 396.8992 | 1904.2017 | -0.22296 | 1507.5255
|  | 8:00 | 681.3881 | 1362.7763 | 646.453 | 2009.2293 | -0.1765 | 1362.9528
|  | 8:30 | 598.1131 | 1196.2262 | 885.619 | 2081.8452 | -0.80821 | 1197.0344
|  | 9:00 | 530.8881 | 1061.7762 | 1122.063 | 2183.8392 | -4.2593 | 1066.0355
|  | 9:30 | 499.0827 | 998.1654 | 1332.828 | 2330.9934 | -126.0291 | 1124.1945
|  | 10:00 | 456.8176 | 913.6352 | 1505.349 | 2418.9842 | -151.3808 | 1065.016
|  | 10:30 | 425.9289 | 851.8579 | 1654.623 | 2506.4809 | -151.469 | 1003.3269
|  | 11:00 | 385.6183 | 771.2367 | 1762.758 | 2533.9947 | -36.4343 | 807.671
|  | 11:30 | 380.7499 | 761.4998 | 1839.409 | 2600.9088 | -41.3114 | 802.8113
|  | 12:00 | 390.5376 | 781.0753 | 1879.323 | 2660.3983 | -70.8109 | 851.8862
|  | 12:30 | 379.4313 | 758.8625 | 1881.947 | 2640.8095 | -0.25082 | 759.1133
|  | 13:00 | 396.8461 | 793.6922 | 1837.637 | 2631.3292 | -0.2694 | 793.9616
|  | 13:30 | 422.039 | 844.078 | 1764.8 | 2608.878 | -0.28798 | 844.366
|  | 14:00 | 452.7669 | 905.5338 | 1652.659 | 2558.1928 | -0.29263 | 905.8264
|  | 14:30 | 505.7614 | 1011.5229 | 1511.314 | 2522.8369 | -1.909 | 1013.4319
|  | 15:00 | 575.7284 | 1151.4568 | 1342.718 | 2494.1748 | -4.5055 | 1155.9623
|  | 15:30 | 675.5286 | 1351.0572 | 1134.681 | 2485.7382 | -20.6836 | 1371.7407
|  | 16:00 | 773.6004 | 1547.2008 | 890.0479 | 2437.2487 | -3.702 | 1550.9027
|  | 16:30 | 894.1744 | 1788.3488 | 626.9861 | 2415.3349 | -0.24153 | 1788.5904
|  | 17:00 | 998.6751 | 1997.3502 | 382.9565 | 2380.3067 | -0.13935 | 1997.4895
|  | 17:30 | 1094.9968 | 2189.9935 | 91.3553 | 2281.3488 | -0.065027 | 2190.0586
|  | 18:00 | 1156.2745 | 2312.549 | 0 | 2312.549 | 0 | 2312.549
|  | 18:30 | 1175.1744 | 2350.3488 | 0 | 2350.3488 | 0 | 2350.3488
|  | 19:00 | 1175.6241 | 2351.2482 | 0 | 2351.2482 | 0 | 2351.2482
|  | 19:30 | 1145.7363 | 2291.4727 | 0 | 2291.4727 | -9.7171 | 2301.1897
|  | 20:00 | 1129.3832 | 2258.7663 | 0 | 2258.7663 | -56.3422 | 2315.1085
|  | 20:30 | 1082.2709 | 2164.5419 | 0 | 2164.5419 | -6.317 | 2170.8589
|  | 21:00 | 1050.9893 | 2101.9786 | 0 | 2101.9786 | -1.6861 | 2103.6647
|  | 21:30 | 1009.7225 | 2019.445 | 0 | 2019.445 | -0.13006 | 2019.5751
|  | 22:00 | 975.863 | 1951.7259 | 0 | 1951.7259 | -0.097542 | 1951.8235
|  | 22:30 | 942.4649 | 1884.9299 | 0 | 1884.9299 | -0.23689 | 1885.1668
|  | 23:00 | 923.7822 | 1847.5644 | 0 | 1847.5644 | -31.8684 | 1879.4328
|  | 23:30 | 921.8817 | 1843.7635 | 0 | 1843.7635 | -102.6933 | 1946.4568
| Day 3 | 0:00 | 890.5558 | 1781.1115 | 0 | 1781.1115 | -65.0838 | 1846.1954
|  | 0:30 | 863.5011 | 1727.0022 | 0 | 1727.0022 | -12.9034 | 1739.9057
|  | 1:00 | 857.3789 | 1714.7578 | 0 | 1714.7578 | -0.37159 | 1715.1294
|  | 1:30 | 853.4443 | 1706.8885 | 0 | 1706.8885 | -0.36694 | 1707.2555
|  | 2:00 | 846.2399 | 1692.4798 | 0 | 1692.4798 | 0 | 1692.4798
|  | 2:30 | 840.2642 | 1680.5283 | 0 | 1680.5283 | -0.027868 | 1680.5562
|  | 3:00 | 841.1668 | 1682.3335 | 0 | 1682.3335 | 0 | 1682.3335
|  | 3:30 | 841.0597 | 1682.1194 | 0 | 1682.1194 | -0.19973 | 1682.3191
|  | 4:00 | 848.8964 | 1697.7928 | 0 | 1697.7928 | -0.004644 | 1697.7975
|  | 4:30 | 863.856 | 1727.7119 | 0 | 1727.7119 | -7.9381 | 1735.65
|  | 5:00 | 901.4736 | 1802.9473 | 0 | 1802.9473 | -13.9346 | 1816.8819
|  | 5:30 | 932.0436 | 1864.0872 | 0 | 1864.0872 | -0.2276 | 1864.3148
|  | 6:00 | 980.9957 | 1961.9913 | 0 | 1961.9913 | 0 | 1961.9913
|  | 6:30 | 999.9892 | 1999.9783 | 0 | 1999.9783 | 0 | 1999.9783
|  | 7:00 | 995.6665 | 1991.3331 | 77.4745 | 2068.8076 | -0.11612 | 1991.4492
|  | 7:30 | 977.1727 | 1954.3454 | 335.5115 | 2289.8569 | -133.9068 | 2088.2522
|  | 8:00 | 888.9863 | 1777.9725 | 629.2733 | 2407.2458 | -67.2298 | 1845.2023
|  | 8:30 | 793.6289 | 1587.2578 | 860.936 | 2448.1938 | -7.8266 | 1595.0844
|  | 9:00 | 757.7818 | 1515.5635 | 1085.431 | 2600.9945 | -105.6753 | 1621.2388
|  | 9:30 | 694.9433 | 1389.8865 | 1276.687 | 2666.5735 | -117.2689 | 1507.1554
|  | 10:00 | 654.1501 | 1308.3002 | 1465.582 | 2773.8822 | -144.9987 | 1453.2989
|  | 10:30 | 623.3813 | 1246.7626 | 1614.909 | 2861.6716 | -131.2128 | 1377.9754
|  | 11:00 | 597.6619 | 1195.3237 | 1726.079 | 2921.4027 | -65.6087 | 1260.9324
|  | 11:30 | 587.6872 | 1175.3744 | 1803.152 | 2978.5264 | -0.18115 | 1175.5555
|  | 12:00 | 593.5713 | 1187.1426 | 1845.622 | 3032.7646 | -0.2276 | 1187.3702
|  | 12:30 | 616.3392 | 1232.6785 | 1828.047 | 3060.7255 | -0.16257 | 1232.841
|  | 13:00 | 635.9208 | 1271.8416 | 1804.056 | 3075.8976 | -0.19973 | 1272.0413
|  | 13:30 | 673.445 | 1346.8899 | 1732.92 | 3079.8099 | -0.38088 | 1347.2708
|  | 14:00 | 728.112 | 1456.2239 | 1614.026 | 3070.2499 | -0.31121 | 1456.5352
|  | 14:30 | 789.7038 | 1579.4077 | 1481.473 | 3060.8807 | -0.43197 | 1579.8396
|  | 15:00 | 855.8576 | 1711.7151 | 1289.263 | 3000.9781 | -0.22296 | 1711.9381
|  | 15:30 | 959.5603 | 1919.1206 | 1091.928 | 3011.0486 | -0.30192 | 1919.4225
|  | 16:00 | 1059.8087 | 2119.6174 | 873.4847 | 2993.1021 | -0.1765 | 2119.7939
|  | 16:30 | 1163.6776 | 2327.3553 | 628.1792 | 2955.5345 | -0.23224 | 2327.5875
|  | 17:00 | 1245.3299 | 2490.6599 | 392.1466 | 2882.8065 | -0.19508 | 2490.8549
|  | 17:30 | 1323.3364 | 2646.6727 | 100.9628 | 2747.6355 | -0.004644 | 2646.6773
|  | 18:00 | 1358.1754 | 2716.3507 | 0 | 2716.3507 | 0 | 2716.3507
|  | 18:30 | 1358.1662 | 2716.3324 | 0 | 2716.3324 | 0 | 2716.3324
|  | 19:00 | 1346.9048 | 2693.8096 | 0 | 2693.8096 | 0 | 2693.8096
|  | 19:30 | 1307.5909 | 2615.1818 | 0 | 2615.1818 | -0.027868 | 2615.2097
|  | 20:00 | 1254.5917 | 2509.1834 | 0 | 2509.1834 | -0.15792 | 2509.3413
|  | 20:30 | 1228.8692 | 2457.7383 | 0 | 2457.7383 | -70.8528 | 2528.5911
|  | 21:00 | 1186.3991 | 2372.7982 | 0 | 2372.7982 | -61.2472 | 2434.0454
|  | 21:30 | 1117.9573 | 2235.9146 | 0 | 2235.9146 | -0.12541 | 2236.04
|  | 22:00 | 1070.5014 | 2141.0028 | 0 | 2141.0028 | 0 | 2141.0028
|  | 22:30 | 1032.8119 | 2065.6238 | 0 | 2065.6238 | -0.10219 | 2065.726
|  | 23:00 | 992.2408 | 1984.4816 | 0 | 1984.4816 | -0.088254 | 1984.5698
|  | 23:30 | 959.8645 | 1919.729 | 0 | 1919.729 | -0.10683 | 1919.8358

## Ch 1_F.5
Figure 5 - 2024 WEM ESOO scenarios
Table of contents

## Ch 2_F.6
Figure 6 - Actual and forecast underlying consumption under three scenarios from 2023 and 2024 WEM ESOOs, 2018-19 to 2033-34 (TWh)
Table of contents
| Scenario | Unit | 2018-19 | 2019-20 | 2020-21 | 2021-22 | 2022-23 | 2023-24 | 2024-25 | 2025-26 | 2026-27 | 2027-28 | 2028-29 | 2029-30 | 2030-31 | 2031-32 | 2032-33 | 2033-34 | First 5-year average annual growth rate | Second 5-year average annual growth rate | 10-year average annual growth rate
| Actual | MWh | 17471.6299 | 18107.0768 | 18558.2141 | 19340.2459 | 18934.7927
| 2024 High | MWh | [5 empty] | 20586.95 | 21721.27 | 22818.97 | 24528.96 | 27668.16 | 30643.3 | 36388.48 | 42805.95 | 47552.42 | 52770.56 | 60396.68 | 8.28% | 14.53% | 11.36%
| 2024 Expected | MWh | [5 empty] | 19931.19 | 20616.53 | 21158.89 | 21830.34 | 22547.21 | 23649.4 | 25620.2 | 28010.49 | 30055.15 | 32111.2 | 34241.82 | 3.48% | 7.683% | 5.561%
| 2024 Low | MWh | [5 empty] | 19294.88 | 19667.09 | 20073.51 | 21071.28 | 21291.41 | 21722.61 | 22605.25 | 23435.73 | 25142.31 | 26558.85 | 27037.11 | 2.399% | 4.474% | 3.431%
| 2023 High | MWh |  |  |  |  | 19961.42 | 20938.88 | 22981.34 | 28560.32 | 35042.54 | 40698.57 | 47098.11 | 51064.32 | 54195.36 | 58472.78 | 61936.14 |  | 15.31% | 8.761% | 11.99%
| 2023 Expected | MWh |  |  |  |  | 19312.24 | 20031.05 | 20590.99 | 21280.39 | 22490.35 | 23738.86 | 25521.09 | 28184.1 | 30648.95 | 32770.16 | 34920.45 |  | 4.214% | 8.025% | 6.102%
| 2023 Low | MWh |  |  |  |  | 18584.1 | 18865.12 | 19191.41 | 19716.64 | 20865.25 | 21495.33 | 22208.31 | 23581.36 | 24644.49 | 26526.67 | 28127.21 |  | 2.953% | 5.525% | 4.231%

## Ch 2_F.7
Figure 7 - Actual and breakdown of forecast annual consumption, by sectoral components, Expected scenario, 2018-19 to 2033-34 (TWh)
Table of contents
Note: Impacts of distributed battery storage are negligible compared to other components and are therefore not shown separately.
| Sectoral components | Unit | 2018-19 | 2019-20 | 2020-21 | 2021-22 | 2022-23 | 2023-24 | 2024-25 | 2025-26 | 2026-27 | 2027-28 | 2028-29 | 2029-30 | 2030-31 | 2031-32 | 2032-33 | 2033-34
| Business consumption (delivered ) | GWh | 0 | 0 | 0 | 0 | 0 | 13138.0004 | 13556.7773 | 13836.3713 | 14240.5286 | 14687.0204 | 15511.8483 | 17169.0911 | 19219.6097 | 20896.9376 | 22565.8383 | 24286.5514
| Residential consumption (delivered) | GWh | 0 | 0 | 0 | 0 | 0 | 3270.1241 | 3032.9456 | 2775.5891 | 2501.8712 | 2200.0312 | 1884.4501 | 1590.607 | 1266.9278 | 926.5702 | 596.671 | 283.2399
| EV: Business and residential | GWh | 0 | 0 | 0 | 0 | 0 | 51.0058 | 96.0614 | 164.1651 | 254.4056 | 365.5131 | 493.3205 | 644.2562 | 820.1419 | 1017.6759 | 1232.1915 | 1468.9089
| Losses | GWh | 0 | 0 | 0 | 0 | 0 | 1434.9433 | 1454.7033 | 1462.5795 | 1481.8189 | 1504.1163 | 1559.6566 | 1691.6797 | 1857.5628 | 1991.3443 | 2126.7832 | 2270.1113
| Operational consumption (as sent-out) | GWh | 17262.9002 | 17621.7868 | 17653.1253 | 17932.4845 | 17203.1652 | 17800.19 | 18018.23 | 18082.42 | 18287.25 | 18530.04 | 19188.22 | 20799.68 | 22832.89 | 24464.77 | 26117.93 | 27867.57
| 2023 WEM ESOO operational consumption (as sent-out) | GWh | 17262.9002 | 17621.7868 | 17653.1253 | 17932.4845 | 17614.69 | 18010.22 | 18237.2 | 18607.09 | 19509.01 | 20375.38 | 21825.43 | 24250.79 | 26482.03 | 28367.75 | 30305.88
| Reduction: Energy efficiency | GWh | 0 | 0 | 0 | 0 | 0 | 2.086 | 170.8798 | 418.5049 | 686.0627 | 1005.27 | 1332.9986 | 1630.3984 | 1917.2736 | 2202.5695 | 2472.6619 | 2738.344
| Reduction: DPV | GWh | 0 | 0 | 0 | 0 | 0 | 3503.0179 | 3939.8751 | 4399.2698 | 4865.9838 | 5343.4264 | 5826.1051 | 6306.1379 | 6817.6926 | 7351.408 | 7876.954 | 8384.435
| Reduction: PV non-scheduled | GWh | 0 | 0 | 0 | 0 | 0 | 93.8854 | 122.2569 | 156.2882 | 191.3796 | 226.6398 | 261.0491 | 295.9528 | 331.3506 | 367.7628 | 403.5528 | 441.2404
| Actual: Operational consumption | GWh | 17262.9002 | 17621.7868 | 17653.1253 | 17932.4845 | 17203.1652 | 17800.19 | 0 | 0 | 0 | 0 | 0 | 0 | 0 | 0 | 0 | 0
| Actual: DPV | GWh | 1586.8217 | 1883.4253 | 2299.966 | 2793.4031 | 3229.465 | 3503.0179 | 0 | 0 | 0 | 0 | 0 | 0 | 0 | 0 | 0 | 0
Reductions
Additions

## Ch 2_F.8
Figure 8 - Components of forecast business underlying consumption, Expected scenario, 2023-24 to 2033-34 (TWh)A,B
Table of contents
A. Components of business delivered consumption are presented here excluding round trip battery losses. Losses are aggregated in the calculation of total operational consumption.
B. Transmission and distribution losses are presented as a total in Figure 7 to reflect forecast methodology and are not shown separately here.
| Sectoral components | Unit | 2023-24 | 2024-25 | 2025-26 | 2026-27 | 2027-28 | 2028-29 | 2029-30 | 2030-31 | 2031-32 | 2032-33 | 2033-34
| BMM (delivered) | GWh | 7900.228 | 7866.91 | 7862.024 | 7865.583 | 7885.775 | 7918.631 | 7964.243 | 8024.695 | 8111.391 | 8217.518 | 8323.93
| LIL (delivered) | GWh | 5228.424 | 5626.622 | 5778.292 | 5922.249 | 5951.778 | 6113.13 | 6169.956 | 6204.376 | 6222.245 | 6234.299 | 6239.062
| Electricity for hydrogen production | GWh | 0.27508 | 1.193 | 1.4712 | 1.4722 | 1.4742 | 61.675 | 283.7352 | 478.2589 | 776.9556 | 1251.0367 | 2039.2782
| Electrification: Business | GWh | 8.6795 | 61.4117 | 193.2889 | 448.99 | 844.7057 | 1413.8996 | 2745 | 4504.204 | 5776.146 | 6850.544 | 7669.462
| EV: Business | GWh | 1.7328 | 4.7598 | 10.7225 | 19.9463 | 33.4014 | 54.2846 | 88.657 | 139.4584 | 206.1275 | 287.2311 | 383.4499
| DPV Business | GWh | 439.2989 | 525.4481 | 601.7918 | 679.0508 | 756.5444 | 830.7831 | 900.8719 | 970.3176 | 1039.929 | 1108.243 | 1176.167
| Reduction: Energy efficiency | GWh | 0 | 151.1856 | 343.3575 | 514.7782 | 695.8459 | 861.6154 | 1024.3841 | 1192.0972 | 1360.3409 | 1515.0961 | 1666.971
| Business underlying consumption | GWh | 13578.6382 | 14086.3447 | 14447.5904 | 14937.2912 | 15473.6787 | 16392.4032 | 18152.4631 | 20321.3099 | 22132.7941 | 23948.8718 | 25831.3491
| Business delivered consumption | GWh | 13139.3428 | 13560.8998 | 13845.8025 | 14258.2363 | 14717.1314 | 15561.6246 | 17251.587 | 19350.9884 | 21092.8675 | 22840.6311 | 24655.1799
Delivered

## Ch 2_F.9
Figure 9 - Components of forecast residential underlying consumption, Expected scenario, 2023-24 to 2033-34 (TWh)A,B
Table of contents
A. Residential delivered consumption presented here excludes battery storage to reflect the forecast methodology.
B. Transmission and distribution losses are presented as a total in Figure 7 to reflect forecast methodology and are not shown separately here.
| Sectoral components | Unit | 2023-24 | 2024-25 | 2025-26 | 2026-27 | 2027-28 | 2028-29 | 2029-30 | 2030-31 | 2031-32 | 2032-33 | 2033-34
| Electrification: Residential | GWh | 1.8939 | 14.1535 | 44.4762 | 90.6946 | 152.6214 | 225.0524 | 286.1312 | 329.8659 | 374.6815 | 421.9062 | 469.8428
| EV: Residential | GWh | 49.2731 | 91.3016 | 153.4426 | 234.4593 | 332.1117 | 439.0359 | 555.5992 | 680.6835 | 811.5484 | 944.9604 | 1085.459
| Other residential consumption | GWh | 6301.2651 | 6424.7325 | 6513.3828 | 6567.8904 | 6588.7966 | 6592.9146 | 6626.0078 | 6678.6341 | 6736.1225 | 6795.4598 | 6855.1702
| DPV Residential | GWh | 3040.719 | 3414.427 | 3797.478 | 4186.933 | 4586.882 | 4995.322 | 5405.266 | 5847.375 | 6311.479 | 6768.711 | 7208.268
| Reduction: Energy efficiency | GWh | 2.086 | 19.6942 | 75.1474 | 171.2845 | 309.4241 | 471.3832 | 606.0143 | 725.1764 | 842.2286 | 957.5658 | 1071.373
| Residential underlying consumption | GWh | 6352.4321 | 6530.1876 | 6711.3016 | 6893.0443 | 7073.5297 | 7257.0029 | 7467.7382 | 7689.1835 | 7922.3524 | 8162.3264 | 8410.472
| Residential delivered consumption | GWh | 3311.7131 | 3115.7606 | 2913.8236 | 2706.1113 | 2486.6477 | 2261.6809 | 2062.4722 | 1841.8085 | 1610.8734 | 1393.6154 | 1202.204
Supplied by DPV

## Ch 2_F.10
Figure 10 - Breakdown of annual consumption forecasts under three scenarios in 2033-34 (TWh)
Table of contents
Note: Sectoral components that contribute to operational consumption are drawn in solid colours while those reducing operational consumption are drawn in shaded patterns.
| Sectoral components | Unit | Low scenario | Expected scenario | High scenario
| BMM (delivered) | TWh | 6982.541 | 8323.93 | 9578.5
| LIL (delivered) | TWh | 5472.646 | 6239.062 | 8492.111
| Electricity for hydrogen production | TWh | 99.0001 | 2039.2782 | 17458.34
| EV: Business | TWh | 223.4573 | 383.4499 | 923.4809
| Electrification: Business | TWh | 5772.508 | 7669.462 | 13076.413
| Residential consumption (delivered) | TWh | 1057.333 | 116.7448 | 471.8493
| EV: Residential | TWh | 802.0579 | 1085.459 | 1533.816
| Electrification: Residential | TWh | 322.5786 | 469.8428 | 520.0885
| Losses | TWh | 1782.2928 | 2270.1113 | 4511.585
| Reduction: Energy efficiency (Business) | TWh | 1666.971 | 1467.3023 | 2048.5402
| Reduction: Energy efficiency (Residential) | TWh | 461.0598 | 1071.373 | 990.9562
| Reduction: DPV Business | TWh | 930.0744 | 1176.167 | 992.4118
| Reduction: DPV Residential | TWh | 5697.497 | 7208.268 | 7869.764
| Reduction: PV non-scheduled | TWh | 140.4869 | 441.2404 | 422.0016

## Ch 2_F.11
Figure 11 - Business underlying consumption growth forecasts under three scenarios by components for the first half (2023-24 to 2028-29) and second half (2028-29 to 2033-34) of the outlook period (TWh)
Table of contents
Note: The impacts of energy efficiency, battery, price, and climate change were factored into business underlying consumption forecasts and are not shown separately as their influence is relatively small.
|  |  | First half of the outlook period | Second half of the outlook period | Cumulative total of sectoral components
| Change observed in | Sectoral components: Business | GWh | GWh | GWh
| Low demand growth scenario | BMM | -426.755 | 20.768
|  | LIL | 379.73 | -69.668 | -405.987
|  | Electrification | 1686.4615 | 4060.147 | -95.925
|  | Electricity for hydrogen production | 22.5654 | 76.1596 | 5650.6835
|  | EV | 29.8341 | 192.1177 | 5749.4085
|  | Business underlying consumption | 1691.836 | 4279.5243
| Expected demand growth scenario | BMM | 409.772 | 750.682
|  | LIL | 884.706 | 125.932 | 1160.454
|  | Electrification | 1405.2201 | 6255.5624 | 2171.092
|  | Electricity for hydrogen production | 61.3999 | 1977.6032 | 9831.8745
|  | EV | 52.5518 | 329.1653 | 11870.8776
|  | Business underlying consumption | 2813.6498 | 9438.945
| High demand growth scenario | BMM | 1157.776 | 1052.452
|  | LIL | 2614.823 | 585.897 | 2210.228
|  | Electrification | 4113.4386 | 8958.529 | 5410.948
|  | Electricity for hydrogen production | 820.2059 | 16637.859 | 18482.9156
|  | EV | 83.2833 | 838.1167 | 35940.9805
|  | Business underlying consumption | 8789.5268 | 28072.8537

## Ch 2_F.12
Figure 12 - Residential underlying consumption growth forecasts under three scenarios by components for the first half (2023-24 to 2028-29) and second half (2028-29 to 2033-34) of the outlook period (TWh)
Table of contents
Note: The “other residential consumption” component shown here includes the impact of appliance uptake, energy efficiency, battery charging losses, climate change, and price on residential underlying consumption, not shown separately as their influence is relatively small.
|  |  | First half of the outlook period | Second half of the outlook period | Cumulative total of sectoral components
| Change observed in | Sectoral components: Business | GWh | GWh | GWh
| Low demand growth scenario | Electrification | 145.3524 | 169.5129
|  | Other residential consumption | 307.7086 | 391.0291 | 314.8653
|  | EV | 282.8258 | 474.4403 | 1013.603
|  | Residential underlying consumption (excl. EV) | 145.3524 | 169.5129
|  | Residential underlying consumption | 735.8868 | 1034.9823
| Expected demand growth scenario | Electrification | 223.1585 | 244.7904
|  | Other residential consumption | 291.6495 | 262.2556 | 467.9489
|  | EV | 389.7628 | 646.4231 | 1021.854
|  | Residential underlying consumption (excl. EV) | 223.1585 | 244.7904
|  | Residential underlying consumption | 904.5708 | 1153.4691
| High demand growth scenario | Electrification | 241.0488 | 277.1275
|  | Other residential consumption | 504.5752 | 446.3705 | 518.1763
|  | EV | 521.2075 | 957.0279 | 1469.122
|  | Residential underlying consumption (excl. EV) | 241.0488 | 277.1275
|  | Residential underlying consumption | 1266.8315 | 1680.5259

## Ch 2_F.13
Figure 13 - Actual and forecast operational consumption under three scenarios from 2023 and 2024 WEM ESOOs, 2018-19 to 2033-34 (TWh)
Table of contents
| Scenario | Unit | 2018-19 | 2019-20 | 2020-21 | 2021-22 | 2022-23 | 2023-24 | 2024-25 | 2025-26 | 2026-27 | 2027-28 | 2028-29 | 2029-30 | 2030-31 | 2031-32 | 2032-33 | 2033-34 | First 5-year average annual growth rate | Second 5-year average annual growth rate | 10-year average annual growth rate
| Actual | MWh | 17262.9002 | 17621.7868 | 17653.1253 | 17932.4845 | 17203.1652
| 2024 High | MWh | [5 empty] | 18505.77 | 19203.45 | 19857.74 | 21180.36 | 24025.93 | 26630.94 | 32238.44 | 38570.11 | 43090.07 | 48140.01 | 55838.51 | 7.551% | 15.96% | 11.68%
| 2024 Expected | MWh | [5 empty] | 17800.19 | 18018.23 | 18082.42 | 18287.25 | 18530.04 | 19188.22 | 20799.68 | 22832.89 | 24464.77 | 26117.93 | 27867.57 | 1.513% | 7.749% | 4.585%
| 2024 Low | MWh | [5 empty] | 17214 | 17280.28 | 17457.77 | 18262.27 | 18187.58 | 18270.13 | 18822.46 | 19301.43 | 20739.81 | 21899.58 | 22085.12 | 1.198% | 3.866% | 2.523%
| 2023 High | MWh |  |  |  |  | 18318.37 | 18984.07 | 20815.91 | 26510.38 | 33127 | 38676.2 | 44987.32 | 48638.6 | 51438.29 | 55578.5 | 58884.16 |  | 16.12% | 8.77% | 12.39%
| 2023 Expected | MWh |  |  |  |  | 17614.69 | 18010.22 | 18237.2 | 18607.09 | 19509.01 | 20375.38 | 21825.43 | 24250.79 | 26482.03 | 28367.75 | 30305.88 |  | 2.955% | 8.264% | 5.576%
| 2023 Low | MWh |  |  |  |  | 16878.07 | 16969.29 | 17128.05 | 17505.75 | 18540.84 | 18961.79 | 19464.99 | 20689.66 | 21584.54 | 23389.34 | 24910.26 |  | 2.356% | 5.609% | 3.969%

## Ch 2_F.14
Figure 14 - Demand (MW) and temperature (°C) profiles for a three-day period covering the observed peak demand day
Table of contents
| Trading Interval | Day | Operational demand | DPV | Underlying demand | Temperature
| Unit |  | MW | MW | MW | °C
| 2024-02-18 | 2024-02-18 | 2420.3373 | 2.7252 | 2423.0625 | 24.4
| 2024-02-18 00:30 | 2024-02-18 | 2368.1672 | 2.7222 | 2370.8895 | 23.7
| 2024-02-18 01:00 | 2024-02-18 | 2350.8886 | 2.7192 | 2353.6079 | 27.4
| 2024-02-18 01:30 | 2024-02-18 | 2291.7845 | 2.7196 | 2294.5041 | 28.5
| 2024-02-18 02:00 | 2024-02-18 | 2269.4857 | 2.7195 | 2272.2052 | 27.4
| 2024-02-18 02:30 | 2024-02-18 | 2240.7268 | 2.7194 | 2243.4462 | 27.7
| 2024-02-18 03:00 | 2024-02-18 | 2220.7683 | 2.7193 | 2223.4876 | 27.4
| 2024-02-18 03:30 | 2024-02-18 | 2197.0538 | 2.7156 | 2199.7694 | 26.8
| 2024-02-18 04:00 | 2024-02-18 | 2204.8458 | 2.7119 | 2207.5577 | 25.8
| 2024-02-18 04:30 | 2024-02-18 | 2227.1486 | 2.7083 | 2229.8569 | 25.6
| 2024-02-18 05:00 | 2024-02-18 | 2227.5056 | 2.6991 | 2230.2047 | 25.5
| 2024-02-18 05:30 | 2024-02-18 | 2228.3363 | 2.6899 | 2231.0263 | 25.4
| 2024-02-18 06:00 | 2024-02-18 | 2251.6468 | 7.7035 | 2259.3503 | 25.2
| 2024-02-18 06:30 | 2024-02-18 | 2220.685 | 93.0936 | 2313.7786 | 25.6
| 2024-02-18 07:00 | 2024-02-18 | 2118.8851 | 216.147 | 2335.0321 | 25.9
| 2024-02-18 07:30 | 2024-02-18 | 2095.8877 | 326.695 | 2422.5827 | 26.7
| 2024-02-18 08:00 | 2024-02-18 | 2131.4348 | 498.5391 | 2629.9739 | 27.8
| 2024-02-18 08:30 | 2024-02-18 | 2136.678 | 704.7937 | 2841.4717 | 29.2
| 2024-02-18 09:00 | 2024-02-18 | 2154.2037 | 770.5058 | 2924.7095 | 30.1
| 2024-02-18 09:30 | 2024-02-18 | 2233.8794 | 927.4166 | 3161.2961 | 32.2
| 2024-02-18 10:00 | 2024-02-18 | 2558.7023 | 688.6053 | 3247.3077 | 32.6
| 2024-02-18 10:30 | 2024-02-18 | 2694.2157 | 665.0724 | 3359.2881 | 33.4
| 2024-02-18 11:00 | 2024-02-18 | 2540.3815 | 946.2273 | 3486.6088 | 35.3
| 2024-02-18 11:30 | 2024-02-18 | 2576.3479 | 1098.5758 | 3674.9237 | 36.5
| 2024-02-18 12:00 | 2024-02-18 | 2545.0807 | 1290.9648 | 3836.0455 | 38.5
| 2024-02-18 12:30 | 2024-02-18 | 2794.3637 | 1196.3849 | 3990.7486 | 39.6
| 2024-02-18 13:00 | 2024-02-18 | 2799.3229 | 1319.5635 | 4118.8864 | 40.5
| 2024-02-18 13:30 | 2024-02-18 | 2974.6757 | 1252.3025 | 4226.9783 | 40.6
| 2024-02-18 14:00 | 2024-02-18 | 3228.988 | 1120.4007 | 4349.3887 | 41.2
| 2024-02-18 14:30 | 2024-02-18 | 3446.3242 | 947.2619 | 4393.5861 | 41.6
| 2024-02-18 15:00 | 2024-02-18 | 3703.0882 | 654.237 | 4357.3252 | 41.2
| 2024-02-18 15:30 | 2024-02-18 | 3604.4042 | 724.8282 | 4329.2325 | 42
| 2024-02-18 16:00 | 2024-02-18 | 3816.4711 | 572.8645 | 4389.3356 | 41.4
| 2024-02-18 16:30 | 2024-02-18 | 4037.7103 | 345.1479 | 4382.8582 | 41.1
| 2024-02-18 17:00 | 2024-02-18 | 4149.5755 | 211.5267 | 4361.1022 | 40.4
| 2024-02-18 17:30 | 2024-02-18 | 4227.5512 | 132.1711 | 4359.7223 | 39.6
| 2024-02-18 18:00 | 2024-02-18 | 4207.6293 | 39.8584 | 4247.4876 | 39.1
| 2024-02-18 18:30 | 2024-02-18 | 4159.1923 | 3.2278 | 4162.4201 | 38.2
| 2024-02-18 19:00 | 2024-02-18 | 4119.8938 | 3.3021 | 4123.196 | 36.5
| 2024-02-18 19:30 | 2024-02-18 | 4056.4402 | 2.6506 | 4059.0908 | 36.1
| 2024-02-18 20:00 | 2024-02-18 | 4046.5844 | 2.6109 | 4049.1953 | 35.6
| 2024-02-18 20:30 | 2024-02-18 | 3994.9623 | 2.6133 | 3997.5756 | 35
| 2024-02-18 21:00 | 2024-02-18 | 3862.4331 | 2.6151 | 3865.0483 | 34.2
| 2024-02-18 21:30 | 2024-02-18 | 3725.0599 | 2.6095 | 3727.6693 | 35.8
| 2024-02-18 22:00 | 2024-02-18 | 3568.4079 | 2.6038 | 3571.0117 | 35.8
| 2024-02-18 22:30 | 2024-02-18 | 3428.9489 | 2.5981 | 3431.5469 | 35.4
| 2024-02-18 23:00 | 2024-02-18 | 3320.3769 | 2.5939 | 3322.9708 | 35.6
| 2024-02-18 23:30 | 2024-02-18 | 3219.2315 | 2.5897 | 3221.8212 | 35.1
| 2024-02-19 | 2024-02-19 | 3123.6753 | 2.7242 | 3126.3995 | 34.4
| 2024-02-19 00:30 | 2024-02-19 | 3095.9566 | 2.7227 | 3098.6793 | 33.9
| 2024-02-19 01:00 | 2024-02-19 | 3056.0127 | 2.7211 | 3058.7339 | 32.9
| 2024-02-19 01:30 | 2024-02-19 | 2960.3309 | 2.6828 | 2963.0136 | 32.9
| 2024-02-19 02:00 | 2024-02-19 | 2916.6324 | 2.6834 | 2919.3158 | 32.2
| 2024-02-19 02:30 | 2024-02-19 | 2875.7205 | 2.6841 | 2878.4046 | 31.7
| 2024-02-19 03:00 | 2024-02-19 | 2853.7033 | 2.6847 | 2856.388 | 31.1
| 2024-02-19 03:30 | 2024-02-19 | 2846.5833 | 2.6823 | 2849.2656 | 29.9
| 2024-02-19 04:00 | 2024-02-19 | 2825.7987 | 2.6799 | 2828.4787 | 29.1
| 2024-02-19 04:30 | 2024-02-19 | 2847.7275 | 2.6775 | 2850.405 | 28
| 2024-02-19 05:00 | 2024-02-19 | 2910.4635 | 2.6694 | 2913.1329 | 28.1
| 2024-02-19 05:30 | 2024-02-19 | 2881.8962 | 2.6614 | 2884.5576 | 28
| 2024-02-19 06:00 | 2024-02-19 | 2929.9232 | 5.1648 | 2935.0879 | 27.8
| 2024-02-19 06:30 | 2024-02-19 | 2998.246 | 67.9465 | 3066.1925 | 28.3
| 2024-02-19 07:00 | 2024-02-19 | 3061.1775 | 216.1376 | 3277.315 | 28.5
| 2024-02-19 07:30 | 2024-02-19 | 3138.7172 | 308.614 | 3447.3312 | 28.7
| 2024-02-19 08:00 | 2024-02-19 | 3186.2098 | 410.5952 | 3596.805 | 29.5
| 2024-02-19 08:30 | 2024-02-19 | 3076.7976 | 687.3677 | 3764.1653 | 31.1
| 2024-02-19 09:00 | 2024-02-19 | 3066.4183 | 865.4034 | 3931.8217 | 33
| 2024-02-19 09:30 | 2024-02-19 | 3010.7167 | 1050.2197 | 4060.9365 | 34.2
| 2024-02-19 10:00 | 2024-02-19 | 3086.9207 | 1151.0435 | 4237.9642 | 34.9
| 2024-02-19 10:30 | 2024-02-19 | 3119.1058 | 1183.7562 | 4302.862 | 37.6
| 2024-02-19 11:00 | 2024-02-19 | 3402.5751 | 957.7091 | 4360.2842 | 37.9
| 2024-02-19 11:30 | 2024-02-19 | 3624.8921 | 878.5653 | 4503.4573 | 39
| 2024-02-19 12:00 | 2024-02-19 | 3677.9463 | 878.0417 | 4555.988 | 40.2
| 2024-02-19 12:30 | 2024-02-19 | 3611.1409 | 1009.6273 | 4620.7682 | 41.1
| 2024-02-19 13:00 | 2024-02-19 | 3604.6176 | 1119.0978 | 4723.7154 | 42.3
| 2024-02-19 13:30 | 2024-02-19 | 3658.8491 | 1060.8239 | 4719.673 | 40.2
| 2024-02-19 14:00 | 2024-02-19 | 3773.3052 | 934.8052 | 4708.1105 | 38.9
| 2024-02-19 14:30 | 2024-02-19 | 3778.8585 | 861.6123 | 4640.4708 | 37.8
| 2024-02-19 15:00 | 2024-02-19 | 3746.667 | 841.5006 | 4588.1675 | 36.4
| 2024-02-19 15:30 | 2024-02-19 | 3829.556 | 729.4086 | 4558.9647 | 35.9
| 2024-02-19 16:00 | 2024-02-19 | 3947.7627 | 576.4257 | 4524.1884 | 36.1
| 2024-02-19 16:30 | 2024-02-19 | 4051.0061 | 460.6877 | 4511.6939 | 36
| 2024-02-19 17:00 | 2024-02-19 | 4155.345 | 291.6554 | 4447.0004 | 35.4
| 2024-02-19 17:30 | 2024-02-19 | 4175.6533 | 195.7134 | 4371.3667 | 35
| 2024-02-19 18:00 | 2024-02-19 | 4164.3878 | 70.6699 | 4235.0577 | 34
| 2024-02-19 18:30 | 2024-02-19 | 4137.5769 | 8.213 | 4145.7898 | 32.1
| 2024-02-19 19:00 | 2024-02-19 | 4058.3518 | 2.5013 | 4060.8531 | 30
| 2024-02-19 19:30 | 2024-02-19 | 3961.6693 | 2.6552 | 3964.3245 | 30
| 2024-02-19 20:00 | 2024-02-19 | 3836.2032 | 2.5901 | 3838.7933 | 30.4
| 2024-02-19 20:30 | 2024-02-19 | 3734.3726 | 2.5926 | 3736.9652 | 30.3
| 2024-02-19 21:00 | 2024-02-19 | 3640.4475 | 2.5948 | 3643.0423 | 29.5
| 2024-02-19 21:30 | 2024-02-19 | 3537.1062 | 2.59 | 3539.6962 | 29.5
| 2024-02-19 22:00 | 2024-02-19 | 3394.7335 | 2.5853 | 3397.3188 | 28.9
| 2024-02-19 22:30 | 2024-02-19 | 3259.0111 | 2.5805 | 3261.5916 | 28.5
| 2024-02-19 23:00 | 2024-02-19 | 3206.8086 | 2.5776 | 3209.3862 | 27.8
| 2024-02-19 23:30 | 2024-02-19 | 3066.0313 | 2.5747 | 3068.606 | 27.4
| 2024-02-20 | 2024-02-20 | 2961.9188 | 2.7104 | 2964.6292 | 30
| 2024-02-20 00:30 | 2024-02-20 | 2888.512 | 2.7111 | 2891.2231 | 29.9
| 2024-02-20 01:00 | 2024-02-20 | 2793.0599 | 2.7117 | 2795.7716 | 29.1
| 2024-02-20 01:30 | 2024-02-20 | 2797.3335 | 2.7124 | 2800.0459 | 26.5
| 2024-02-20 02:00 | 2024-02-20 | 2733.3376 | 2.7141 | 2736.0517 | 25.4
| 2024-02-20 02:30 | 2024-02-20 | 2623.0726 | 2.7158 | 2625.7884 | 24.9
| 2024-02-20 03:00 | 2024-02-20 | 2647.8293 | 2.7176 | 2650.5469 | 24.4
| 2024-02-20 03:30 | 2024-02-20 | 2622.8845 | 2.7158 | 2625.6002 | 23.3
| 2024-02-20 04:00 | 2024-02-20 | 2603.682 | 2.714 | 2606.396 | 22.1
| 2024-02-20 04:30 | 2024-02-20 | 2552.6991 | 2.7121 | 2555.4113 | 21.7
| 2024-02-20 05:00 | 2024-02-20 | 2538.8397 | 2.7057 | 2541.5454 | 21.3
| 2024-02-20 05:30 | 2024-02-20 | 2574.8554 | 2.6993 | 2577.5547 | 21
| 2024-02-20 06:00 | 2024-02-20 | 2645.0923 | 5.2042 | 2650.2965 | 21.1
| 2024-02-20 06:30 | 2024-02-20 | 2694.917 | 103.1402 | 2798.0573 | 24.9
| 2024-02-20 07:00 | 2024-02-20 | 2768.4278 | 296.5152 | 3064.943 | 27.6
| 2024-02-20 07:30 | 2024-02-20 | 2789.0572 | 502.1856 | 3291.2428 | 29.1
| 2024-02-20 08:00 | 2024-02-20 | 2822.2819 | 709.2965 | 3531.5784 | 31
| 2024-02-20 08:30 | 2024-02-20 | 2837.8529 | 896.2544 | 3734.1072 | 32.3
| 2024-02-20 09:00 | 2024-02-20 | 2884.151 | 1064.9165 | 3949.0675 | 34.4
| 2024-02-20 09:30 | 2024-02-20 | 2873.8471 | 1210.3627 | 4084.2098 | 35.9
| 2024-02-20 10:00 | 2024-02-20 | 2919.9453 | 1328.3224 | 4248.2677 | 36.6
| 2024-02-20 10:30 | 2024-02-20 | 2910.4114 | 1423.436 | 4333.8474 | 37
| 2024-02-20 11:00 | 2024-02-20 | 2939.7635 | 1492.9056 | 4432.6691 | 36.1
| 2024-02-20 11:30 | 2024-02-20 | 2971.6315 | 1539.7084 | 4511.3398 | 36.3
| 2024-02-20 12:00 | 2024-02-20 | 2973.8655 | 1570.3388 | 4544.2044 | 36
| 2024-02-20 12:30 | 2024-02-20 | 3016.2623 | 1570.8482 | 4587.1105 | 35.3
| 2024-02-20 13:00 | 2024-02-20 | 3114.2666 | 1555.0086 | 4669.2752 | 36.3
| 2024-02-20 13:30 | 2024-02-20 | 3205.9199 | 1507.2867 | 4713.2066 | 36.7
| 2024-02-20 14:00 | 2024-02-20 | 3312.4801 | 1439.9553 | 4752.4354 | 37.5
| 2024-02-20 14:30 | 2024-02-20 | 3448.8079 | 1340.7165 | 4789.5244 | 37.2
| 2024-02-20 15:00 | 2024-02-20 | 3583.471 | 1223.9398 | 4807.4108 | 37.2
| 2024-02-20 15:30 | 2024-02-20 | 3739.7627 | 1080.3576 | 4820.1203 | 37.4
| 2024-02-20 16:00 | 2024-02-20 | 3827.7716 | 903.2383 | 4731.0099 | 35.9
| 2024-02-20 16:30 | 2024-02-20 | 3962.129 | 673.0034 | 4635.1324 | 36.2
| 2024-02-20 17:00 | 2024-02-20 | 4044.2475 | 455.1146 | 4499.3621 | 35.6
| 2024-02-20 17:30 | 2024-02-20 | 4146.0405 | 269.8464 | 4415.8869 | 34.8
| 2024-02-20 18:00 | 2024-02-20 | 4184.6937 | 108.6882 | 4293.3819 | 33.3
| 2024-02-20 18:30 | 2024-02-20 | 4168.3694 | 7.5064 | 4175.8758 | 32.3
| 2024-02-20 19:00 | 2024-02-20 | 4077.0286 | 2.0869 | 4079.1155 | 31.1
| 2024-02-20 19:30 | 2024-02-20 | 3980.0813 | 2.5847 | 3982.666 | 30.3
| 2024-02-20 20:00 | 2024-02-20 | 3823.8282 | 2.6332 | 3826.4615 | 29.3
| 2024-02-20 20:30 | 2024-02-20 | 3684.1253 | 2.6356 | 3686.7608 | 28.5
| 2024-02-20 21:00 | 2024-02-20 | 3579.9811 | 2.6376 | 3582.6187 | 26.6
| 2024-02-20 21:30 | 2024-02-20 | 3384.5329 | 2.6331 | 3387.166 | 25.2
| 2024-02-20 22:00 | 2024-02-20 | 3189.1052 | 2.6286 | 3191.7338 | 24.7
| 2024-02-20 22:30 | 2024-02-20 | 3032.2563 | 2.6242 | 3034.8805 | 25.7
| 2024-02-20 23:00 | 2024-02-20 | 2877.5918 | 2.6224 | 2880.2142 | 25.2
| 2024-02-20 23:30 | 2024-02-20 | 2760.1178 | 2.6206 | 2762.7384 | 23.9

## Ch 2_F.15
Figure 15 - Actual and 10% POE summer peak demand forecasts under three scenarios from 2023 and 2024 WEM ESOOs, 2018-19 to 2033-34 (MW)
Table of contents
| Scenario | Unit | 2018-19 | 2019-20 | 2020-21 | 2021-22 | 2022-23 | 2023-24 | 2024-25 | 2025-26 | 2026-27 | 2027-28 | 2028-29 | 2029-30 | 2030-31 | 2031-32 | 2032-33 | 2033-34 | First 5-year average annual growth rate | Second 5-year average annual growth rate | 10-year average annual growth rate
| Actual | MW | 3255.6339 | 3918.7881 | 3788.7765 | 3984.2348 | 3682.8398 | 4227.5512
| 2024 Low | MW | [5 empty] | 4301.9683 | 4344.6331 | 4357.1327 | 4528.0929 | 4535.0664 | 4552.7814 | 4681.7662 | 4771.107 | 5059.1893 | 5312.9926 | 5393.3651 | 1.14% | 3.447% | 2.314%
| 2024 Expected | MW | [5 empty] | 4304.0932 | 4387.9073 | 4463.6338 | 4555.3468 | 4656.3627 | 4771.9409 | 4997.7042 | 5361.3312 | 5661.5071 | 5888.8904 | 6134.7304 | 2.085% | 5.153% | 3.608%
| 2024 High | MW | [5 empty] | 4303.0004 | 4449.1913 | 4603.9954 | 4782.9801 | 5281.8647 | 5453.1604 | 5751.9755 | 6339.8383 | 6698.922 | 6869.1488 | 7569.5299 | 4.852% | 6.779% | 5.811%
| 2023 Low | MW |  |  |  |  | 4112.4726 | 4169.3963 | 4191.3263 | 4266.5847 | 4452.8654 | 4560.4062 | 4679.0227 | 4873.5057 | 5075.9724 | 5393.8486 | 5675.7043 |  | 2.089% |  | 3.274%
| 2023 Expected | MW |  |  |  |  | 4112.4726 | 4253.453 | 4315.2602 | 4418.481 | 4579.5334 | 4733.7646 | 4976.3328 | 5324.8297 | 5712.726 | 6021.1645 | 6296.1554 |  | 2.854% |  | 4.351%
| 2023 High | MW |  |  |  |  | 4112.4726 | 4286.3499 | 4461.2165 | 4788.6185 | 5226.5865 | 5584.1593 | 6058.0648 | 6466.5268 | 6894.876 | 7520.4946 | 7966.7318 |  | 6.309% |  | 6.836%

## Ch 2_F.16
Figure 16 - 10%, 50%, and 90% POE summer peak demand forecasts in the Expected scenario, 2023-24 to 2033-34 (MW)
Table of contents
| POE | Unit | 2017-18 | 2018-19 | 2019-20 | 2020-21 | 2021-22 | 2022-23 | 2023-24 | 2024-25 | 2025-26 | 2026-27 | 2027-28 | 2028-29 | 2029-30 | 2030-31 | 2031-32 | 2032-33 | 2033-34 | First 5-year average annual growth rate | 10-year average annual growth rate
| Actual | MW | 3616.3018 | 3255.6339 | 3918.7881 | 3788.7765 | 3984.2348 | 3682.8398 | 4227.5512
| 2024 WEM ESOO 10% POE | MW | [6 empty] | 4304.0528 | 4387.9073 | 4463.6338 | 4555.3468 | 4656.3627 | 4771.9409 | 4997.7042 | 5361.3312 | 5661.5071 | 5888.8904 | 6134.7304 | 1.14% | 3.608%
| 2024 WEM ESOO 50% POE | MW | [6 empty] | 4007.0686 | 4108.2374 | 4176.6944 | 4278.0475 | 4401.7973 | 4504.3204 | 4739.725 | 5089.7297 | 5355.709 | 5620.9112 | 5848.8913 | 2.085% | 3.854%
| 2024 WEM ESOO 90% POE | MW | [6 empty] | 3759.3555 | 3834.6013 | 3916.9526 | 4010.0853 | 4102.0061 | 4210.887 | 4433.6591 | 4793.7178 | 5076.5225 | 5314.5488 | 5541.1138 | 4.852% | 3.956%
| 2023 WEM ESOO 10% POE | MW | [5 empty] | 4112.4726 | 4253.453 | 4315.2602 | 4418.481 | 4579.5334 | 4733.7646 | 4976.3328 | 5324.8297 | 5712.726 | 6021.1645 | 6296.1554 |  | 2.089% | 4.351%
| 2023 WEM ESOO 50% POE | MW | [5 empty] | 3847.2356 | 4002.1733 | 4078.0739 | 4164.2041 | 4337.777 | 4484.7015 | 4716.2366 | 5072.8346 | 5455.5614 | 5746.8313 | 6030.2585 |  | 2.854% | 4.597%
| 2023 WEM ESOO 90% POE | MW | [5 empty] | 3605.6424 | 3735.0795 | 3808.5153 | 3897.2538 | 4052.82 | 4201.2493 | 4433.0763 | 4780.4822 | 5154.8585 | 5450.2269 | 5717.8109 |  | 6.309% | 4.719%

## Ch 2_F.18
Figure 18 - Actual and 10%, 50%, and 90% minimum demand forecasts, Expected scenario, 2017-18 to 2033-34 (MW)
Table of contents
Note: Actual minimum demand for 2023-24 is a year-to-date value, based on data until 21 February 2024.
| POE | Unit | 2017-18 | 2018-19 | 2019-20 | 2020-21 | 2021-22 | 2022-23 | 2023-24 | 2024-25 | 2025-26 | 2026-27 | 2027-28 | 2028-29 | 2029-30 | 2030-31 | 2031-32 | 2032-33 | 2033-34
| Actual | MW | 1281.7908 | 1178.8665 | 1003.6183 | 871.1501 | 749.1736 | 600.0055 | 595
| 2024 10% POE | MW | [6 empty] | 623.121 | 520.6744 | 332.454 | 212.003 | 57.2852 | -39.024 | 3.7655 | 96.2946 | 85.0142 | 92.6549 | 84.1908
| 2024 50% POE | MW | [6 empty] | 509.8938 | 380.8141 | 215.8198 | 101.2788 | -60.2724 | -179.3126 | -157.8254 | -78.2832 | -59.0427 | -64.5073 | -76.0063
| 2024 90% POE | MW | [6 empty] | 377.0032 | 256.0085 | 74.8306 | -26.198 | -172.064 | -329.3302 | -322.4661 | -230.2997 | -225.6839 | -230.7183 | -233.0295
| 2023 10% POE | MW | [5 empty] | 729.5205 | 635.594 | 525.1553 | 445.1781 | 427.9086 | 387.5691 | 399.4562 | 547.889 | 682.863 | 774.1168 | 876.7345
| 2023 50% POE | MW | [5 empty] | 682.6247 | 585.6382 | 483.4019 | 404.7939 | 381.977 | 331.5867 | 346.3743 | 496.3731 | 627.5616 | 717.5917 | 813.7646
| 2023 90% POE | MW | [5 empty] | 636.6043 | 536.5552 | 430.3327 | 348.0248 | 324.7924 | 272.7993 | 289.0662 | 431.3426 | 554.2748 | 643.429 | 743.0528

## Ch 2_F.17
Figure 17 - Forecast 10% POE winter peak demand forecasts under three scenarios from 2023 and 2024 WEM ESOOs, 2018-19 to 2033-34 (MW)
Table of contents
| Scenario | Unit | 2018-19 | 2019-20 | 2020-21 | 2021-22 | 2022-23 | 2023-24 | 2024-25 | 2025-26 | 2026-27 | 2027-28 | 2028-29 | 2029-30 | 2030-31 | 2031-32 | 2032-33 | 2033-34 | First 5-year average annual growth rate | 10-year average annual growth rate
| Actual | MW | 3199.0952 | 3440.5148 | 3537.291 | 3615 | 3676.37
| 2024 Low | MW | [5 empty] | 3807.6309 | 3831.9595 | 3996.3707 | 4110.6475 | 4156.4373 | 4294.148 | 4397.9551 | 4656.6522 | 4993.3967 | 5160.7837 | 5227.6142 | 2.434% | 3.22%
| 2024 Expected | MW | [5 empty] | 3812.036 | 3913.6769 | 4011.1472 | 4132.1801 | 4279.4255 | 4540.6148 | 4909.9457 | 5287.3517 | 5609.3586 | 5943.543 | 6163.4576 | 3.56% | 4.922%
| 2024 High | MW | [5 empty] | 3810.586 | 4026.0649 | 4201.4609 | 4667.2038 | 5110.159 | 5769.2513 | 6467.2878 | 7028.0793 | 7407.1231 | 8329.9413 | 8761.6979 | 8.649% | 8.683%
| 2023 Low | MW |  |  |  |  | 3556.9722 | 3589.186 | 3631.9455 | 3715.8498 | 3916.4217 | 4030.3308 | 4147.7416 | 4351.8356 | 4544.2525 | 4864.2631 | 5150.296 |  | 2.53% | 3.771%
| 2023 Expected | MW |  |  |  |  | 3556.9722 | 3655.042 | 3727.3847 | 3831.5398 | 3999.274 | 4170.5925 | 4412.2578 | 4755.3115 | 5140.5859 | 5423.3653 | 5711.9596 |  | 3.234% | 4.85%
| 2023 High | MW |  |  |  |  | 3556.9722 | 3691.0207 | 3863.1268 | 4172.1628 | 4565.3999 | 4905.9996 | 5344.0493 | 5739.8169 | 6151.8024 | 6733.3734 | 7174.2925 |  | 6.642% | 7.268%

## Ch 2_F.20
Figure 20 - Conceptual diagram to illustrate the relationships between Mid Peak ESROI, Peak ESROI, and ESR Duration Requirement
Table of contents

## Ch 3_F.21
Figure 21 - Change in Capacity Credits assigned to existing Facilities from 2024-25 to 2025-26 (MW)
Table of contents
* “Small Facilities” refers to the sum of Capacity Credits for Facilities individually assigned less than 10 MW of Capacity Credits in 2025-26.
| Facility List | Capacity Credit assigned for 2024-25 (MW) | Capacity Credit assigned for 2025-26 (MW)
| ALINTA_WWF | 15.121 | 14.006
| BADGINGARRA_WF1 | 25.066 | 24.285
| COLLIE_ESR1 | 0 | 200
| EDWFMAN_WF1 | 11.404 | 10.32
| FLATROCKS_WF1 | 20.358 | 22.561
| INVESTEC_COLLGAR_WF1 | 25.162 | 24.243
| KWINANA_ESR1 | 45.25 | 44.25
| PINJAR_GT1 | 31 | 29.301
| PINJAR_GT11 | 124 | 123.7
| PINJAR_GT2 | 30.5 | 30.8
| PINJAR_GT7 | 37 | 36.395
| PINJAR_GT9 | 111 | 110.5
| PREMPWR_DSP_02 | 23 | 18.689
| SBSOLAR1_CUNDERDIN_PV1 | 48.677 | 47.981
| SYNERGY_DSP_04 | 42 | 33.136
| WARRADARGE_WF1 | 29.788 | 28.959
| YANDIN_WF1 | 33.388 | 34.54
| PRK_AG | 59.748 | 0
| Small Facilities* | 52.822 | 51.922

## Ch2_F.19
Figure 19 - Operational demand with and without battery load, October 2026-27 (MW)
Table of contents
| Day | Time | Time of day | Operational demand without battery load (Unscheduled operational demand) | Operational demand with battery load
|  |  |  | MW | MW
| Day 1 | 0:00 | 2026-01-10 00:30 | 2068 | 2068
|  | 0:30 | 2026-01-10 01:00 | 2023 | 2023
|  | 1:00 | 2026-01-10 01:30 | 1995 | 1995
|  | 1:30 | 2026-01-10 02:00 | 1972 | 2222
|  | 2:00 | 2026-01-10 02:30 | 1964 | 1964
|  | 2:30 | 2026-01-10 03:00 | 1958 | 1958
|  | 3:00 | 2026-01-10 03:30 | 1947 | 2020
|  | 3:30 | 2026-01-10 04:00 | 1944 | 2182
|  | 4:00 | 2026-01-10 04:30 | 1954 | 2192
|  | 4:30 | 2026-01-10 05:00 | 1956 | 2194
|  | 5:00 | 2026-01-10 05:30 | 2006 | 2244
|  | 5:30 | 2026-01-10 06:00 | 2067 | 2067
|  | 6:00 | 2026-01-10 06:30 | 2131 | 2131
|  | 6:30 | 2026-01-10 07:00 | 2211 | 2211
|  | 7:00 | 2026-01-10 07:30 | 2304 | 2304
|  | 7:30 | 2026-01-10 08:00 | 2340 | 2340
|  | 8:00 | 2026-01-10 08:30 | 2272 | 2272
|  | 8:30 | 2026-01-10 09:00 | 2254 | 2254
|  | 9:00 | 2026-01-10 09:30 | 2264 | 2264
|  | 9:30 | 2026-01-10 10:00 | 2162 | 2162
|  | 10:00 | 2026-01-10 10:30 | 1959 | 2249
|  | 10:30 | 2026-01-10 11:00 | 1853 | 2143
|  | 11:00 | 2026-01-10 11:30 | 1767 | 2057
|  | 11:30 | 2026-01-10 12:00 | 1714 | 2003
|  | 12:00 | 2026-01-10 12:30 | 1636 | 1925
|  | 12:30 | 2026-01-10 13:00 | 1573 | 1862
|  | 13:00 | 2026-01-10 13:30 | 1522 | 2101
|  | 13:30 | 2026-01-10 14:00 | 1516 | 1806
|  | 14:00 | 2026-01-10 14:30 | 1522 | 1811
|  | 14:30 | 2026-01-10 15:00 | 1550 | 1840
|  | 15:00 | 2026-01-10 15:30 | 1677 | 1967
|  | 15:30 | 2026-01-10 16:00 | 1827 | 1827
|  | 16:00 | 2026-01-10 16:30 | 2095 | 2095
|  | 16:30 | 2026-01-10 17:00 | 2232 | 2232
|  | 17:00 | 2026-01-10 17:30 | 2498 | 2498
|  | 17:30 | 2026-01-10 18:00 | 2642 | 2642
|  | 18:00 | 2026-01-10 18:30 | 2747 | 2747
|  | 18:30 | 2026-01-10 19:00 | 2864 | 2864
|  | 19:00 | 2026-01-10 19:30 | 2829 | 2829
|  | 19:30 | 2026-01-10 20:00 | 2764 | 2764
|  | 20:00 | 2026-01-10 20:30 | 2717 | 2717
|  | 20:30 | 2026-01-10 21:00 | 2646 | 2646
|  | 21:00 | 2026-01-10 21:30 | 2582 | 2582
|  | 21:30 | 2026-01-10 22:00 | 2472 | 2472
|  | 22:00 | 2026-01-10 22:30 | 2403 | 2403
|  | 22:30 | 2026-01-10 23:00 | 2281 | 2281
|  | 23:00 | 2026-01-10 23:30 | 2196 | 2196
|  | 23:30 | 2026-02-10 | 2112 | 2112
| Day 2 | 0:00 | 2026-02-10 00:30 | 2056 | 2056
|  | 0:30 | 2026-02-10 01:00 | 2002 | 2002
|  | 1:00 | 2026-02-10 01:30 | 1978 | 1978
|  | 1:30 | 2026-02-10 02:00 | 1968 | 1968
|  | 2:00 | 2026-02-10 02:30 | 1951 | 1951
|  | 2:30 | 2026-02-10 03:00 | 1941 | 1941
|  | 3:00 | 2026-02-10 03:30 | 1938 | 1938
|  | 3:30 | 2026-02-10 04:00 | 1945 | 1945
|  | 4:00 | 2026-02-10 04:30 | 1950 | 1950
|  | 4:30 | 2026-02-10 05:00 | 1982 | 1982
|  | 5:00 | 2026-02-10 05:30 | 2061 | 2061
|  | 5:30 | 2026-02-10 06:00 | 2066 | 2066
|  | 6:00 | 2026-02-10 06:30 | 1998 | 1998
|  | 6:30 | 2026-02-10 07:00 | 1935 | 1935
|  | 7:00 | 2026-02-10 07:30 | 1779 | 1779
|  | 7:30 | 2026-02-10 08:00 | 1639 | 1639
|  | 8:00 | 2026-02-10 08:30 | 1386 | 1386
|  | 8:30 | 2026-02-10 09:00 | 1224 | 1224
|  | 9:00 | 2026-02-10 09:30 | 1070 | 1360
|  | 9:30 | 2026-02-10 10:00 | 962 | 1251
|  | 10:00 | 2026-02-10 10:30 | 857 | 1265
|  | 10:30 | 2026-02-10 11:00 | 803 | 1382
|  | 11:00 | 2026-02-10 11:30 | 732 | 1311
|  | 11:30 | 2026-02-10 12:00 | 680 | 1259
|  | 12:00 | 2026-02-10 12:30 | 621 | 1489
|  | 12:30 | 2026-02-10 13:00 | 600 | 1468
|  | 13:00 | 2026-02-10 13:30 | 650 | 1518
|  | 13:30 | 2026-02-10 14:00 | 738 | 1606
|  | 14:00 | 2026-02-10 14:30 | 850 | 1718
|  | 14:30 | 2026-02-10 15:00 | 968 | 1546
|  | 15:00 | 2026-02-10 15:30 | 1187 | 1766
|  | 15:30 | 2026-02-10 16:00 | 1412 | 1701
|  | 16:00 | 2026-02-10 16:30 | 1744 | 1744
|  | 16:30 | 2026-02-10 17:00 | 1963 | 1963
|  | 17:00 | 2026-02-10 17:30 | 2323 | 2323
|  | 17:30 | 2026-02-10 18:00 | 2496 | 2496
|  | 18:00 | 2026-02-10 18:30 | 2620 | 2620
|  | 18:30 | 2026-02-10 19:00 | 2753 | 2753
|  | 19:00 | 2026-02-10 19:30 | 2709 | 2709
|  | 19:30 | 2026-02-10 20:00 | 2644 | 2644
|  | 20:00 | 2026-02-10 20:30 | 2586 | 2586
|  | 20:30 | 2026-02-10 21:00 | 2511 | 2511
|  | 21:00 | 2026-02-10 21:30 | 2479 | 2479
|  | 21:30 | 2026-02-10 22:00 | 2393 | 2393
|  | 22:00 | 2026-02-10 22:30 | 2351 | 2351
|  | 22:30 | 2026-02-10 23:00 | 2274 | 2274
|  | 23:00 | 2026-02-10 23:30 | 2187 | 2187
|  | 23:30 | 2026-03-10 | 2110 | 2110
| Day 3 | 0:00 | 2026-03-10 00:30 | 2049 | 2049
|  | 0:30 | 2026-03-10 01:00 | 2001 | 2001
|  | 1:00 | 2026-03-10 01:30 | 1962 | 1962
|  | 1:30 | 2026-03-10 02:00 | 1945 | 1945
|  | 2:00 | 2026-03-10 02:30 | 1920 | 1920
|  | 2:30 | 2026-03-10 03:00 | 1907 | 1907
|  | 3:00 | 2026-03-10 03:30 | 1939 | 1939
|  | 3:30 | 2026-03-10 04:00 | 1928 | 1928
|  | 4:00 | 2026-03-10 04:30 | 1923 | 1923
|  | 4:30 | 2026-03-10 05:00 | 1905 | 1905
|  | 5:00 | 2026-03-10 05:30 | 1938 | 1938
|  | 5:30 | 2026-03-10 06:00 | 1917 | 1917
|  | 6:00 | 2026-03-10 06:30 | 1894 | 1894
|  | 6:30 | 2026-03-10 07:00 | 1796 | 1796
|  | 7:00 | 2026-03-10 07:30 | 1614 | 1614
|  | 7:30 | 2026-03-10 08:00 | 1480 | 1480
|  | 8:00 | 2026-03-10 08:30 | 1261 | 1551
|  | 8:30 | 2026-03-10 09:00 | 1149 | 1439
|  | 9:00 | 2026-03-10 09:30 | 1044 | 1623
|  | 9:30 | 2026-03-10 10:00 | 941 | 1809
|  | 10:00 | 2026-03-10 10:30 | 846 | 1714
|  | 10:30 | 2026-03-10 11:00 | 846 | 2003
|  | 11:00 | 2026-03-10 11:30 | 954 | 1822
|  | 11:30 | 2026-03-10 12:00 | 1001 | 1869
|  | 12:00 | 2026-03-10 12:30 | 1022 | 1890
|  | 12:30 | 2026-03-10 13:00 | 1021 | 1889
|  | 13:00 | 2026-03-10 13:30 | 1039 | 1907
|  | 13:30 | 2026-03-10 14:00 | 1062 | 1930
|  | 14:00 | 2026-03-10 14:30 | 1039 | 1907
|  | 14:30 | 2026-03-10 15:00 | 1020 | 1888
|  | 15:00 | 2026-03-10 15:30 | 1071 | 1939
|  | 15:30 | 2026-03-10 16:00 | 1227 | 1962
|  | 16:00 | 2026-03-10 16:30 | 1549 | 1839
|  | 16:30 | 2026-03-10 17:00 | 1829 | 1829
|  | 17:00 | 2026-03-10 17:30 | 2164 | 2164
|  | 17:30 | 2026-03-10 18:00 | 2341 | 2341
|  | 18:00 | 2026-03-10 18:30 | 2514 | 2514
|  | 18:30 | 2026-03-10 19:00 | 2653 | 2653
|  | 19:00 | 2026-03-10 19:30 | 2606 | 2606
|  | 19:30 | 2026-03-10 20:00 | 2544 | 2544
|  | 20:00 | 2026-03-10 20:30 | 2493 | 2493
|  | 20:30 | 2026-03-10 21:00 | 2428 | 2428
|  | 21:00 | 2026-03-10 21:30 | 2414 | 2414
|  | 21:30 | 2026-03-10 22:00 | 2354 | 2354
|  | 22:00 | 2026-03-10 22:30 | 2274 | 2274
|  | 22:30 | 2026-03-10 23:00 | 2220 | 2220
|  | 23:00 | 2026-03-10 23:30 | 2138 | 2138
|  | 23:30 | 2026-04-10 | 2078 | 2078
| Day 4 | 0:00 | 2026-04-10 00:30 | 2014 | 2014
|  | 0:30 | 2026-04-10 01:00 | 1913 | 1913
|  | 1:00 | 2026-04-10 01:30 | 1877 | 1877
|  | 1:30 | 2026-04-10 02:00 | 1846 | 1846
|  | 2:00 | 2026-04-10 02:30 | 1830 | 1830
|  | 2:30 | 2026-04-10 03:00 | 1816 | 1816
|  | 3:00 | 2026-04-10 03:30 | 1803 | 1803
|  | 3:30 | 2026-04-10 04:00 | 1792 | 1792
|  | 4:00 | 2026-04-10 04:30 | 1800 | 1800
|  | 4:30 | 2026-04-10 05:00 | 1806 | 1806
|  | 5:00 | 2026-04-10 05:30 | 1829 | 1829
|  | 5:30 | 2026-04-10 06:00 | 1744 | 1744
|  | 6:00 | 2026-04-10 06:30 | 1564 | 1564
|  | 6:30 | 2026-04-10 07:00 | 1411 | 1411
|  | 7:00 | 2026-04-10 07:30 | 1150 | 1150
|  | 7:30 | 2026-04-10 08:00 | 986 | 986
|  | 8:00 | 2026-04-10 08:30 | 737 | 1026
|  | 8:30 | 2026-04-10 09:00 | 593 | 1171
|  | 9:00 | 2026-04-10 09:30 | 472 | 1051
|  | 9:30 | 2026-04-10 10:00 | 379 | 1113
|  | 10:00 | 2026-04-10 10:30 | 280 | 1148
|  | 10:30 | 2026-04-10 11:00 | 200 | 1068
|  | 11:00 | 2026-04-10 11:30 | 116 | 984
|  | 11:30 | 2026-04-10 12:00 | 93 | 1250
|  | 12:00 | 2026-04-10 12:30 | 128 | 996
|  | 12:30 | 2026-04-10 13:00 | 145 | 1013
|  | 13:00 | 2026-04-10 13:30 | 178 | 1046
|  | 13:30 | 2026-04-10 14:00 | 233 | 1101
|  | 14:00 | 2026-04-10 14:30 | 320 | 1188
|  | 14:30 | 2026-04-10 15:00 | 417 | 1285
|  | 15:00 | 2026-04-10 15:30 | 638 | 1506
|  | 15:30 | 2026-04-10 16:00 | 872 | 1451
|  | 16:00 | 2026-04-10 16:30 | 1232 | 1521
|  | 16:30 | 2026-04-10 17:00 | 1506 | 1506
|  | 17:00 | 2026-04-10 17:30 | 1930 | 1930
|  | 17:30 | 2026-04-10 18:00 | 2177 | 2177
|  | 18:00 | 2026-04-10 18:30 | 2384 | 2384
|  | 18:30 | 2026-04-10 19:00 | 2549 | 2549
|  | 19:00 | 2026-04-10 19:30 | 2561 | 2561
|  | 19:30 | 2026-04-10 20:00 | 2507 | 2507
|  | 20:00 | 2026-04-10 20:30 | 2458 | 2458
|  | 20:30 | 2026-04-10 21:00 | 2406 | 2406
|  | 21:00 | 2026-04-10 21:30 | 2373 | 2373
|  | 21:30 | 2026-04-10 22:00 | 2286 | 2286
|  | 22:00 | 2026-04-10 22:30 | 2200 | 2200
|  | 22:30 | 2026-04-10 23:00 | 2125 | 2125
|  | 23:00 | 2026-04-10 23:30 | 2051 | 2051
|  | 23:30 | 2026-05-10 | 1995 | 1995
| Day 5 | 0:00 | 2026-05-10 00:30 | 1959 | 1959
|  | 0:30 | 2026-05-10 01:00 | 1915 | 1915
|  | 1:00 | 2026-05-10 01:30 | 1882 | 1882
|  | 1:30 | 2026-05-10 02:00 | 1871 | 1871
|  | 2:00 | 2026-05-10 02:30 | 1880 | 1880
|  | 2:30 | 2026-05-10 03:00 | 1875 | 1875
|  | 3:00 | 2026-05-10 03:30 | 1870 | 1870
|  | 3:30 | 2026-05-10 04:00 | 1855 | 1855
|  | 4:00 | 2026-05-10 04:30 | 1892 | 1892
|  | 4:30 | 2026-05-10 05:00 | 1920 | 1920
|  | 5:00 | 2026-05-10 05:30 | 2006 | 2006
|  | 5:30 | 2026-05-10 06:00 | 2037 | 2037
|  | 6:00 | 2026-05-10 06:30 | 2060 | 2060
|  | 6:30 | 2026-05-10 07:00 | 2066 | 2066
|  | 7:00 | 2026-05-10 07:30 | 2023 | 2023
|  | 7:30 | 2026-05-10 08:00 | 1875 | 1875
|  | 8:00 | 2026-05-10 08:30 | 1500 | 1500
|  | 8:30 | 2026-05-10 09:00 | 1280 | 1570
|  | 9:00 | 2026-05-10 09:30 | 1043 | 1622
|  | 9:30 | 2026-05-10 10:00 | 853 | 1432
|  | 10:00 | 2026-05-10 10:30 | 646 | 1514
|  | 10:30 | 2026-05-10 11:00 | 569 | 1437
|  | 11:00 | 2026-05-10 11:30 | 509 | 1377
|  | 11:30 | 2026-05-10 12:00 | 495 | 1363
|  | 12:00 | 2026-05-10 12:30 | 442 | 1310
|  | 12:30 | 2026-05-10 13:00 | 444 | 1312
|  | 13:00 | 2026-05-10 13:30 | 492 | 1360
|  | 13:30 | 2026-05-10 14:00 | 580 | 1158
|  | 14:00 | 2026-05-10 14:30 | 720 | 1298
|  | 14:30 | 2026-05-10 15:00 | 860 | 1149
|  | 15:00 | 2026-05-10 15:30 | 1089 | 1378
|  | 15:30 | 2026-05-10 16:00 | 1340 | 1630
|  | 16:00 | 2026-05-10 16:30 | 1684 | 1684
|  | 16:30 | 2026-05-10 17:00 | 1930 | 1930
|  | 17:00 | 2026-05-10 17:30 | 2319 | 2319
|  | 17:30 | 2026-05-10 18:00 | 2515 | 2515
|  | 18:00 | 2026-05-10 18:30 | 2676 | 2676
|  | 18:30 | 2026-05-10 19:00 | 2825 | 2825
|  | 19:00 | 2026-05-10 19:30 | 2798 | 2798
|  | 19:30 | 2026-05-10 20:00 | 2722 | 2722
|  | 20:00 | 2026-05-10 20:30 | 2642 | 2642
|  | 20:30 | 2026-05-10 21:00 | 2559 | 2559
|  | 21:00 | 2026-05-10 21:30 | 2499 | 2499
|  | 21:30 | 2026-05-10 22:00 | 2385 | 2385
|  | 22:00 | 2026-05-10 22:30 | 2274 | 2274
|  | 22:30 | 2026-05-10 23:00 | 2170 | 2170
|  | 23:00 | 2026-05-10 23:30 | 2083 | 2083
|  | 23:30 | 2026-06-10 | 2012 | 2012
| Day 6 | 0:00 | 2026-06-10 00:30 | 1964 | 1964
|  | 0:30 | 2026-06-10 01:00 | 1937 | 1937
|  | 1:00 | 2026-06-10 01:30 | 1903 | 1903
|  | 1:30 | 2026-06-10 02:00 | 1876 | 1876
|  | 2:00 | 2026-06-10 02:30 | 1849 | 1849
|  | 2:30 | 2026-06-10 03:00 | 1817 | 1817
|  | 3:00 | 2026-06-10 03:30 | 1803 | 1803
|  | 3:30 | 2026-06-10 04:00 | 1802 | 1802
|  | 4:00 | 2026-06-10 04:30 | 1810 | 1810
|  | 4:30 | 2026-06-10 05:00 | 1824 | 1824
|  | 5:00 | 2026-06-10 05:30 | 1904 | 1904
|  | 5:30 | 2026-06-10 06:00 | 1890 | 1890
|  | 6:00 | 2026-06-10 06:30 | 1851 | 1851
|  | 6:30 | 2026-06-10 07:00 | 1811 | 1811
|  | 7:00 | 2026-06-10 07:30 | 1716 | 1716
|  | 7:30 | 2026-06-10 08:00 | 1611 | 1611
|  | 8:00 | 2026-06-10 08:30 | 1382 | 1382
|  | 8:30 | 2026-06-10 09:00 | 1229 | 1519
|  | 9:00 | 2026-06-10 09:30 | 1071 | 1360
|  | 9:30 | 2026-06-10 10:00 | 890 | 1469
|  | 10:00 | 2026-06-10 10:30 | 652 | 1520
|  | 10:30 | 2026-06-10 11:00 | 521 | 1389
|  | 11:00 | 2026-06-10 11:30 | 394 | 1551
|  | 11:30 | 2026-06-10 12:00 | 385 | 1542
|  | 12:00 | 2026-06-10 12:30 | 440 | 1597
|  | 12:30 | 2026-06-10 13:00 | 508 | 1665
|  | 13:00 | 2026-06-10 13:30 | 612 | 1770
|  | 13:30 | 2026-06-10 14:00 | 735 | 1893
|  | 14:00 | 2026-06-10 14:30 | 923 | 1792
|  | 14:30 | 2026-06-10 15:00 | 1054 | 1633
|  | 15:00 | 2026-06-10 15:30 | 1267 | 1846
|  | 15:30 | 2026-06-10 16:00 | 1453 | 2032
|  | 16:00 | 2026-06-10 16:30 | 1723 | 2013
|  | 16:30 | 2026-06-10 17:00 | 1927 | 1927
|  | 17:00 | 2026-06-10 17:30 | 2271 | 2271
|  | 17:30 | 2026-06-10 18:00 | 2441 | 2441
|  | 18:00 | 2026-06-10 18:30 | 2592 | 2592
|  | 18:30 | 2026-06-10 19:00 | 2735 | 2735
|  | 19:00 | 2026-06-10 19:30 | 2709 | 2709
|  | 19:30 | 2026-06-10 20:00 | 2638 | 2638
|  | 20:00 | 2026-06-10 20:30 | 2565 | 2565
|  | 20:30 | 2026-06-10 21:00 | 2497 | 2497
|  | 21:00 | 2026-06-10 21:30 | 2443 | 2443
|  | 21:30 | 2026-06-10 22:00 | 2344 | 2344
|  | 22:00 | 2026-06-10 22:30 | 2267 | 2267
|  | 22:30 | 2026-06-10 23:00 | 2163 | 2163
|  | 23:00 | 2026-06-10 23:30 | 2059 | 2059
|  | 23:30 | 2026-07-10 | 1983 | 1983
| Day 7 | 0:00 | 2026-07-10 00:30 | 1928 | 1928
|  | 0:30 | 2026-07-10 01:00 | 1887 | 1887
|  | 1:00 | 2026-07-10 01:30 | 1855 | 1855
|  | 1:30 | 2026-07-10 02:00 | 1833 | 1833
|  | 2:00 | 2026-07-10 02:30 | 1812 | 1812
|  | 2:30 | 2026-07-10 03:00 | 1812 | 1812
|  | 3:00 | 2026-07-10 03:30 | 1807 | 1807
|  | 3:30 | 2026-07-10 04:00 | 1803 | 1803
|  | 4:00 | 2026-07-10 04:30 | 1820 | 1820
|  | 4:30 | 2026-07-10 05:00 | 1851 | 1851
|  | 5:00 | 2026-07-10 05:30 | 1933 | 1933
|  | 5:30 | 2026-07-10 06:00 | 1928 | 1928
|  | 6:00 | 2026-07-10 06:30 | 1880 | 1880
|  | 6:30 | 2026-07-10 07:00 | 1790 | 1790
|  | 7:00 | 2026-07-10 07:30 | 1598 | 1598
|  | 7:30 | 2026-07-10 08:00 | 1433 | 1723
|  | 8:00 | 2026-07-10 08:30 | 1153 | 1732
|  | 8:30 | 2026-07-10 09:00 | 974 | 1553
|  | 9:00 | 2026-07-10 09:30 | 764 | 1632
|  | 9:30 | 2026-07-10 10:00 | 592 | 1460
|  | 10:00 | 2026-07-10 10:30 | 423 | 1581
|  | 10:30 | 2026-07-10 11:00 | 324 | 1482
|  | 11:00 | 2026-07-10 11:30 | 240 | 1397
|  | 11:30 | 2026-07-10 12:00 | 231 | 1388
|  | 12:00 | 2026-07-10 12:30 | 238 | 1395
|  | 12:30 | 2026-07-10 13:00 | 284 | 1152
|  | 13:00 | 2026-07-10 13:30 | 381 | 1249
|  | 13:30 | 2026-07-10 14:00 | 485 | 1064
|  | 14:00 | 2026-07-10 14:30 | 620 | 1198
|  | 14:30 | 2026-07-10 15:00 | 737 | 1316
|  | 15:00 | 2026-07-10 15:30 | 994 | 1283
|  | 15:30 | 2026-07-10 16:00 | 1237 | 1237
|  | 16:00 | 2026-07-10 16:30 | 1580 | 1580
|  | 16:30 | 2026-07-10 17:00 | 1831 | 1831
|  | 17:00 | 2026-07-10 17:30 | 2238 | 2238
|  | 17:30 | 2026-07-10 18:00 | 2436 | 2436
|  | 18:00 | 2026-07-10 18:30 | 2583 | 2583
|  | 18:30 | 2026-07-10 19:00 | 2740 | 2740
|  | 19:00 | 2026-07-10 19:30 | 2723 | 2723
|  | 19:30 | 2026-07-10 20:00 | 2644 | 2644
|  | 20:00 | 2026-07-10 20:30 | 2577 | 2577
|  | 20:30 | 2026-07-10 21:00 | 2501 | 2501
|  | 21:00 | 2026-07-10 21:30 | 2449 | 2449
|  | 21:30 | 2026-07-10 22:00 | 2350 | 2350
|  | 22:00 | 2026-07-10 22:30 | 2266 | 2266
|  | 22:30 | 2026-07-10 23:00 | 2169 | 2169
|  | 23:00 | 2026-07-10 23:30 | 2057 | 2057
|  | 23:30 | 2026-08-10 | 1995 | 1995

## Ch 3_F.22
Figure 22 - Capacity Credits assigned for 2025-26 by fuel type and facility age, as of 15 May 2024 (MW)
Table of contents
Note: The ESR grouping includes the battery components of hybrid Facilities, standalone batteries, and pumped hydro.
| Facility Age / Type | Wind | Natural gas | Solar | Landfill gas | Coal | ESR | WTE | Distillate
| 0-4 | 86.06 | 0 | 12.055 | 0 | 0 | 289.37 | 59.043 | 0
| 5-9 | 24.285 | 0 | 1.62 | 0.387 | 0 | 0 | 0 | 0
| 10-14 | 36.935 | 306.7 | 4.01 | 0 | 0 | 0 | 0 | 120.184
| 15-19 | 24.446 | 1645.3 | 0 | 3.224 | 434 | 0 | 0 | 0
| 20-24 | 6.316 | 240 | 0 | 5.076 | 0 | 0 | 0 | 0
| 25-29 | 0 | 344.7 | 0 | 0 | 317.2 | 0 | 0 | 0
| 30-34 | 0 | 243.496 | 0 | 2.497 | 0 | 0 | 0 | 0
| 35-39 | 0 | 16 | 0 | 0 | 422 | 0 | 0 | 0

## Ch 3_F.23
Figure 23 - Daily maximum percentage of Capacity Credits on Forced Outage during Hot Season for 2019-20 to 2023-24
Table of contents
Note: Peak percentage of Capacity Credits on outage is calculated as the daily maximum Forced Outage over the total assigned Capacity Credits for the relevant Capacity Year.
| Month-Year | Day | Peak capacity Credit on Forced Outage
| 2019-12-01 | 1 | 5.297%
|  | 2 | 6.802%
|  | 3 | 6.798%
|  | 4 | 6.077%
|  | 5 | 8.872%
|  | 6 | 10.84%
|  | 7 | 5.495%
|  | 8 | 8.29%
|  | 9 | 8.29%
|  | 10 | 5.306%
|  | 11 | 5.809%
|  | 12 | 6.613%
|  | 13 | 6.622%
|  | 14 | 8.984%
|  | 15 | 4.997%
|  | 16 | 6.514%
|  | 17 | 6.847%
|  | 18 | 7.052%
|  | 19 | 7.052%
|  | 20 | 0.9542%
|  | 21 | 4.884%
|  | 22 | 5.775%
|  | 23 | 6.835%
|  | 24 | 5.62%
|  | 25 | 5.1%
|  | 26 | 4.884%
|  | 27 | 6.168%
|  | 28 | 4.884%
|  | 29 | 4.884%
|  | 30 | 6.099%
|  | 31 | 4.884%
| 2020-01-01 | 1 | 0.718%
|  | 2 | 3.151%
|  | 3 | 5.817%
|  | 4 | 1.93%
|  | 5 | 3.001%
|  | 6 | 3.12%
|  | 7 | 0.8026%
|  | 8 | 0.8973%
|  | 9 | 8.507%
|  | 10 | 10.57%
|  | 11 | 2.667%
|  | 12 | 2.575%
|  | 13 | 9.803%
|  | 14 | 8.728%
|  | 15 | 9.868%
|  | 16 | 10.71%
|  | 17 | 9.431%
|  | 18 | 7.386%
|  | 19 | 11.05%
|  | 20 | 9.528%
|  | 21 | 7.207%
|  | 22 | 2.93%
|  | 23 | 2.949%
|  | 24 | 1.516%
|  | 25 | 2.829%
|  | 26 | 2.855%
|  | 27 | 2.908%
|  | 28 | 1.574%
|  | 29 | 7.286%
|  | 30 | 0.7404%
|  | 31 | 4.617%
| 2020-02-01 | 1 | 0.607%
|  | 2 | 4.629%
|  | 3 | 2.917%
|  | 4 | 7.236%
|  | 5 | 4.713%
|  | 6 | 4.825%
|  | 7 | 3.534%
|  | 8 | 0.607%
|  | 9 | 7.037%
|  | 10 | 4%
|  | 11 | 5.757%
|  | 12 | 7.387%
|  | 13 | 2.489%
|  | 14 | 2.402%
|  | 15 | 1.066%
|  | 16 | 2.599%
|  | 17 | 2.654%
|  | 18 | 5.809%
|  | 19 | 14.84%
|  | 20 | 16.52%
|  | 21 | 18.73%
|  | 22 | 17.14%
|  | 23 | 13.35%
|  | 24 | 13.87%
|  | 25 | 11.08%
|  | 26 | 7.2%
|  | 27 | 7.904%
|  | 28 | 6.632%
|  | 29 | 6.841%
| 2020-03-01 | 1 | 4.317%
|  | 2 | 6.712%
|  | 3 | 7.524%
|  | 4 | 6.535%
|  | 5 | 7.174%
|  | 6 | 11.37%
|  | 7 | 5.053%
|  | 8 | 7.209%
|  | 9 | 7.179%
|  | 10 | 6.95%
|  | 11 | 6.963%
|  | 12 | 5.792%
|  | 13 | 5.389%
|  | 14 | 6.82%
|  | 15 | 7.305%
|  | 16 | 6.396%
|  | 17 | 9.291%
|  | 18 | 9.832%
|  | 19 | 7.28%
|  | 20 | 2.538%
|  | 21 | 2.663%
|  | 22 | 6.98%
|  | 23 | 0.5831%
|  | 24 | 2.651%
|  | 25 | 3.874%
|  | 26 | 3.141%
|  | 27 | 0.8077%
|  | 28 | 2.953%
|  | 29 | 2.704%
|  | 30 | 2.628%
|  | 31 | 2.404%
| 2020-12-01 | 1 | 0.6544%
|  | 2 | 0.7507%
|  | 3 | 0.8864%
|  | 4 | 5.847%
|  | 5 | 4.747%
|  | 6 | 10.87%
|  | 7 | 7.258%
|  | 8 | 14.27%
|  | 9 | 10.83%
|  | 10 | 6.928%
|  | 11 | 10.92%
|  | 12 | 6.956%
|  | 13 | 0.4652%
|  | 14 | 1.605%
|  | 15 | 7.019%
|  | 16 | 13.54%
|  | 17 | 9.637%
|  | 18 | 6.382%
|  | 19 | 3.287%
|  | 20 | 2.349%
|  | 21 | 4.78%
|  | 22 | 6.097%
|  | 23 | 8.358%
|  | 24 | 9.822%
|  | 25 | 4.002%
|  | 26 | 11.42%
|  | 27 | 16.52%
|  | 28 | 9.514%
|  | 29 | 11.7%
|  | 30 | 12.09%
|  | 31 | 9.549%
| 2021-01-01 | 1 | 1.754%
|  | 2 | 4.449%
|  | 3 | 2.365%
|  | 4 | 2.863%
|  | 5 | 14.01%
|  | 6 | 17.06%
|  | 7 | 11.63%
|  | 8 | 10.58%
|  | 9 | 8.59%
|  | 10 | 2.009%
|  | 11 | 3.384%
|  | 12 | 3.825%
|  | 13 | 7.79%
|  | 14 | 2.657%
|  | 15 | 1.447%
|  | 16 | 6.612%
|  | 17 | 5.429%
|  | 18 | 7.966%
|  | 19 | 6.922%
|  | 20 | 2.889%
|  | 21 | 5.481%
|  | 22 | 1.565%
|  | 23 | 2.709%
|  | 24 | 1.513%
|  | 25 | 2.313%
|  | 26 | 7.736%
|  | 27 | 2.304%
|  | 28 | 1.134%
|  | 29 | 4.83%
|  | 30 | 3.661%
|  | 31 | 4.499%
| 2021-02-01 | 1 | 2.113%
|  | 2 | 3.095%
|  | 3 | 1.164%
|  | 4 | 1.84%
|  | 5 | 1.134%
|  | 6 | 1.134%
|  | 7 | 3.808%
|  | 8 | 3.658%
|  | 9 | 2.489%
|  | 10 | 1.305%
|  | 11 | 3.317%
|  | 12 | 1.507%
|  | 13 | 5.481%
|  | 14 | 7.133%
|  | 15 | 9.006%
|  | 16 | 4.618%
|  | 17 | 4.631%
|  | 18 | 3.435%
|  | 19 | 5.1%
|  | 20 | 5.076%
|  | 21 | 3.957%
|  | 22 | 3.475%
|  | 23 | 4.013%
|  | 24 | 5.379%
|  | 25 | 5.379%
|  | 26 | 1.305%
|  | 27 | 2.037%
|  | 28 | 2.226%
| 2021-03-01 | 1 | 5.538%
|  | 2 | 5.367%
|  | 3 | 7.746%
|  | 4 | 2.72%
|  | 5 | 2.167%
|  | 6 | 1.16%
|  | 7 | 2.617%
|  | 8 | 5.087%
|  | 9 | 5.037%
|  | 10 | 4.592%
|  | 11 | 10.96%
|  | 12 | 9.241%
|  | 13 | 18.7%
|  | 14 | 9.162%
|  | 15 | 3.076%
|  | 16 | 8.463%
|  | 17 | 5.966%
|  | 18 | 4.224%
|  | 19 | 6.919%
|  | 20 | 4.42%
|  | 21 | 3.858%
|  | 22 | 1.374%
|  | 23 | 1.804%
|  | 24 | 1.685%
|  | 25 | 1.348%
|  | 26 | 1.348%
|  | 27 | 1.374%
|  | 28 | 1.422%
|  | 29 | 10.49%
|  | 30 | 10.02%
|  | 31 | 11.19%
| 2021-12-01 | 1 | 0.5342%
|  | 2 | 0.5379%
|  | 3 | 0.5379%
|  | 4 | 0.3923%
|  | 5 | 0.3923%
|  | 6 | 0.5379%
|  | 7 | 2.91%
|  | 8 | 2.91%
|  | 9 | 2.91%
|  | 10 | 1.994%
|  | 11 | 7.664%
|  | 12 | 7.128%
|  | 13 | 9.342%
|  | 14 | 9.342%
|  | 15 | 9.236%
|  | 16 | 5.613%
|  | 17 | 7.86%
|  | 18 | 6.431%
|  | 19 | 7.485%
|  | 20 | 2.686%
|  | 21 | 7.111%
|  | 22 | 9.061%
|  | 23 | 18.12%
|  | 24 | 7.092%
|  | 25 | 4.291%
|  | 26 | 10.34%
|  | 27 | 9.783%
|  | 28 | 5.933%
|  | 29 | 10.34%
|  | 30 | 8.187%
|  | 31 | 6.071%
| 2022-01-01 | 1 | 5.933%
|  | 2 | 6.684%
|  | 3 | 10.28%
|  | 4 | 9.998%
|  | 5 | 11.25%
|  | 6 | 11.28%
|  | 7 | 11.51%
|  | 8 | 9.892%
|  | 9 | 6.666%
|  | 10 | 5.933%
|  | 11 | 6.531%
|  | 12 | 7.402%
|  | 13 | 6.57%
|  | 14 | 9.997%
|  | 15 | 9.919%
|  | 16 | 5.933%
|  | 17 | 6.645%
|  | 18 | 4.997%
|  | 19 | 4.582%
|  | 20 | 3.513%
|  | 21 | 5.037%
|  | 22 | 4.36%
|  | 23 | 5.467%
|  | 24 | 6.68%
|  | 25 | 8.733%
|  | 26 | 5.507%
|  | 27 | 2.726%
|  | 28 | 4.296%
|  | 29 | 5.992%
|  | 30 | 6.907%
|  | 31 | 5.689%
| 2022-02-01 | 1 | 5.456%
|  | 2 | 5.496%
|  | 3 | 5.094%
|  | 4 | 4.477%
|  | 5 | 4.875%
|  | 6 | 4.394%
|  | 7 | 11.68%
|  | 8 | 11.98%
|  | 9 | 9.557%
|  | 10 | 16.54%
|  | 11 | 16.2%
|  | 12 | 9.363%
|  | 13 | 15.78%
|  | 14 | 5.921%
|  | 15 | 5.71%
|  | 16 | 6.556%
|  | 17 | 8.52%
|  | 18 | 6.305%
|  | 19 | 2.386%
|  | 20 | 2.662%
|  | 21 | 2.662%
|  | 22 | 2.662%
|  | 23 | 2.786%
|  | 24 | 2.681%
|  | 25 | 4.717%
|  | 26 | 4.066%
|  | 27 | 4.177%
|  | 28 | 4.066%
| 2022-03-01 | 1 | 4.066%
|  | 2 | 3.771%
|  | 3 | 4.177%
|  | 4 | 4.029%
|  | 5 | 10.74%
|  | 6 | 4.085%
|  | 7 | 2.699%
|  | 8 | 4.429%
|  | 9 | 4.429%
|  | 10 | 4.115%
|  | 11 | 4.399%
|  | 12 | 2.763%
|  | 13 | 3.058%
|  | 14 | 4.607%
|  | 15 | 3.169%
|  | 16 | 3.169%
|  | 17 | 3.169%
|  | 18 | 9.271%
|  | 19 | 3.021%
|  | 20 | 3.169%
|  | 21 | 3.389%
|  | 22 | 3.039%
|  | 23 | 3.73%
|  | 24 | 3.039%
|  | 25 | 8.051%
|  | 26 | 10.98%
|  | 27 | 3.418%
|  | 28 | 3.437%
|  | 29 | 5.65%
|  | 30 | 3.437%
|  | 31 | 4.163%
| 2022-12-01 | 1 | 28.18%
|  | 2 | 26.48%
|  | 3 | 22.55%
|  | 4 | 24.14%
|  | 5 | 21.34%
|  | 6 | 26.67%
|  | 7 | 23.36%
|  | 8 | 21.57%
|  | 9 | 28.06%
|  | 10 | 23.55%
|  | 11 | 21.49%
|  | 12 | 26%
|  | 13 | 16.81%
|  | 14 | 16.49%
|  | 15 | 22.94%
|  | 16 | 19.07%
|  | 17 | 19.07%
|  | 18 | 22.08%
|  | 19 | 15.54%
|  | 20 | 13.84%
|  | 21 | 11.71%
|  | 22 | 21.89%
|  | 23 | 16.77%
|  | 24 | 14.03%
|  | 25 | 12.75%
|  | 26 | 13.06%
|  | 27 | 13.52%
|  | 28 | 13.52%
|  | 29 | 13.54%
|  | 30 | 9.848%
|  | 31 | 9.529%
| 2023-01-01 | 1 | 2.969%
|  | 2 | 2.969%
|  | 3 | 6.984%
|  | 4 | 3.095%
|  | 5 | 11.23%
|  | 6 | 6.65%
|  | 7 | 2.969%
|  | 8 | 2.969%
|  | 9 | 11.12%
|  | 10 | 11%
|  | 11 | 9.934%
|  | 12 | 14.55%
|  | 13 | 3.114%
|  | 14 | 3.151%
|  | 15 | 11.12%
|  | 16 | 11.12%
|  | 17 | 3.516%
|  | 18 | 2.988%
|  | 19 | 4.429%
|  | 20 | 6.984%
|  | 21 | 3.581%
|  | 22 | 5.033%
|  | 23 | 5.178%
|  | 24 | 7.359%
|  | 25 | 5.033%
|  | 26 | 5.033%
|  | 27 | 5.033%
|  | 28 | 5.033%
|  | 29 | 9.047%
|  | 30 | 9.563%
|  | 31 | 5.233%
| 2023-02-01 | 1 | 7.082%
|  | 2 | 9.146%
|  | 3 | 6.474%
|  | 4 | 11.29%
|  | 5 | 7.468%
|  | 6 | 9.101%
|  | 7 | 5.611%
|  | 8 | 7.232%
|  | 9 | 8.51%
|  | 10 | 5.577%
|  | 11 | 5.288%
|  | 12 | 5.288%
|  | 13 | 5.292%
|  | 14 | 5.219%
|  | 15 | 5.219%
|  | 16 | 6.084%
|  | 17 | 3.94%
|  | 18 | 3.94%
|  | 19 | 3.997%
|  | 20 | 4.961%
|  | 21 | 8.108%
|  | 22 | 4.031%
|  | 23 | 11.25%
|  | 24 | 4.193%
|  | 25 | 4.219%
|  | 26 | 10.45%
|  | 27 | 13.79%
|  | 28 | 5.671%
| 2023-03-01 | 1 | 7.397%
|  | 2 | 5.662%
|  | 3 | 6%
|  | 4 | 4.031%
|  | 5 | 5.741%
|  | 6 | 4.031%
|  | 7 | 6.739%
|  | 8 | 14.51%
|  | 9 | 4.031%
|  | 10 | 4.031%
|  | 11 | 4.031%
|  | 12 | 4.031%
|  | 13 | 4.031%
|  | 14 | 5.027%
|  | 15 | 8.269%
|  | 16 | 8.046%
|  | 17 | 9.616%
|  | 18 | 4.157%
|  | 19 | 4.031%
|  | 20 | 5.292%
|  | 21 | 9.177%
|  | 22 | 8.064%
|  | 23 | 8.747%
|  | 24 | 6.169%
|  | 25 | 6.169%
|  | 26 | 5.69%
|  | 27 | 5.841%
|  | 28 | 9.329%
|  | 29 | 8.542%
|  | 30 | 9.364%
|  | 31 | 6.557%
| 2023-12-01 | 1 | 5.478%
|  | 2 | 7.997%
|  | 3 | 3.664%
|  | 4 | 4.018%
|  | 5 | 4.559%
|  | 6 | 2.08%
|  | 7 | 1.92%
|  | 8 | 7.527%
|  | 9 | 4.866%
|  | 10 | 8.177%
|  | 11 | 6.561%
|  | 12 | 5.157%
|  | 13 | 6.448%
|  | 14 | 7.242%
|  | 15 | 13.93%
|  | 16 | 17.45%
|  | 17 | 14.91%
|  | 18 | 16.88%
|  | 19 | 8.388%
|  | 20 | 9.122%
|  | 21 | 9.7%
|  | 22 | 8.831%
|  | 23 | 7.958%
|  | 24 | 7.617%
|  | 25 | 4.81%
|  | 26 | 3.47%
|  | 27 | 3.97%
|  | 28 | 3.995%
|  | 29 | 5.23%
|  | 30 | 4.11%
|  | 31 | 4.232%
| 2024-01-01 | 1 | 4.138%
|  | 2 | 5.117%
|  | 3 | 13.02%
|  | 4 | 17.35%
|  | 5 | 12.64%
|  | 6 | 14.8%
|  | 7 | 19.06%
|  | 8 | 19.18%
|  | 9 | 19%
|  | 10 | 8.079%
|  | 11 | 8.944%
|  | 12 | 7.215%
|  | 13 | 9.578%
|  | 14 | 9.01%
|  | 15 | 4.923%
|  | 16 | 4.512%
|  | 17 | 3.368%
|  | 18 | 5.26%
|  | 19 | 5.205%
|  | 20 | 5.026%
|  | 21 | 5.181%
|  | 22 | 4.584%
|  | 23 | 5.845%
|  | 24 | 7.175%
|  | 25 | 6.252%
|  | 26 | 3.53%
|  | 27 | 4.457%
|  | 28 | 4.752%
|  | 29 | 4.586%
|  | 30 | 6.909%
|  | 31 | 6.094%
| 2024-02-01 | 1 | 5.157%
|  | 2 | 12.64%
|  | 3 | 13.25%
|  | 4 | 12.76%
|  | 5 | 12.57%
|  | 6 | 10.41%
|  | 7 | 5.674%
|  | 8 | 5.703%
|  | 9 | 12.33%
|  | 10 | 4.711%
|  | 11 | 4.673%
|  | 12 | 11.24%
|  | 13 | 4.925%
|  | 14 | 6.165%
|  | 15 | 7.28%
|  | 16 | 6.471%
|  | 17 | 5.197%
|  | 18 | 5.234%
|  | 19 | 5.937%
|  | 20 | 4.832%
|  | 21 | 6.775%
|  | 22 | 5.504%
|  | 23 | 7.296%
|  | 24 | 7.09%
|  | 25 | 5.422%
|  | 26 | 7.294%
|  | 27 | 5.471%
|  | 28 | 6.252%
|  | 29 | 9.147%
| 2024-03-01 | 1 | 8.992%
|  | 2 | 4.144%
|  | 3 | 6.905%
|  | 4 | 3.526%
|  | 5 | 4.485%
|  | 6 | 11.28%
|  | 7 | 10.69%
|  | 8 | 10.27%
|  | 9 | 10.27%
|  | 10 | 7.751%
|  | 11 | 14.5%
|  | 12 | 12.8%
|  | 13 | 12.98%
|  | 14 | 10.47%
|  | 15 | 8.542%
|  | 16 | 11.55%
|  | 17 | 13.01%
|  | 18 | 19.29%
|  | 19 | 19.29%
|  | 20 | 17.84%
|  | 21 | 17.95%
|  | 22 | 7.124%
|  | 23 | 9.446%
|  | 24 | 9.572%
|  | 25 | 8.281%
|  | 26 | 3.345%
|  | 27 | 3.215%
|  | 28 | 3.093%
|  | 29 | 5.862%
|  | 30 | 3.317%
|  | 31 | 7.514%

## Ch 3_F.24
Figure 24 - Outage rateA (%) and maximum Capacity Credits (MW) assignedB by Facility for 36 months ending on 23 May 2024C
Table of contents
A. Outage rate was calculated by dividing the outage MW by the Capacity Credit of the relevant year at each interval, then averaging this value over the 36-month period.
B. Maximum Capacity Credits assigned is the largest amount of Capacity Credits assigned to a given Facility among each Capacity Year in the 36 month period (2020-21 to 2023-24).
C. Retired Facilities (KALAMUNDA_SG and MUJA_G5) and Facilities that have been operational for less than 12 months (KWINANA_ESR1) have not been included. The outage data for STHRNCRS_EG is not considered for 2023-24 as it did not receive Capacity Credits for that Capacity Year.
| Facility Code | Forced Outage rate (%) | Max Assigned Capacity Credit (MW)
| PINJAR_GT10 | 60.63% | 111
| STHRNCRS_EG | 58.87% | 21.012
| PINJAR_GT4 | 16.72% | 37
| COLLIE_G1 | 16.03% | 317.2
| PINJAR_GT9 | 13.94% | 111
| MUJA_G7 | 13.78% | 211
| PINJAR_GT11 | 12.68% | 124
| COCKBURN_CCG1 | 8.651% | 240
| PINJAR_GT7 | 6.276% | 37
| MUJA_G6 | 5.741% | 193
| KWINANA_GT2 | 4.51% | 98.5
| NEWGEN_KWINANA_CCG1 | 4.874% | 334.8
| PRK_AG | 3.857% | 59.748
| PINJAR_GT5 | 3.676% | 37
| PINJAR_GT2 | 3.517% | 30.5
| KWINANA_GT3 | 3.493% | 99.2
| ALCOA_WGP | 3.247% | 26
| PINJAR_GT1 | 3.14% | 31.072
| BW2_BLUEWATERS_G1 | 3.023% | 217
| MUJA_G8 | 1.819% | 211

## Ch 3_F.25
Figure 25 - Frequency of Forced Outage exceeding the capacity of the largest single, two, and three largest generators during the peak Intervals for the 2019-20 to 2023-24 Hot Seasons
Table of contents
| Scenario | 2019-20 | 2020-21 | 2021-22 | 2022-23 | 2023-24
| Total Forced outage greater than the largest generator | 13.63% | 10.12% | 17.67% | 34.4% | 32.38%
| Total Forced outage greater than the two largest generators | 0.5123% | 1.343% | 0.8264% | 13.95% | 4.406%
| Total Forced outage greater than the three largest generators | 0% | 0% | 0% | 10.23% | 0%

## Ch 3_F.26
Figure 26 - Forecast capacity mix by fuel type, Expected scenario, 2024-25 to 2033-34 (MW)
Table of contents
Note: The ESR grouping includes the battery components of hybrid Facilities, standalone batteries, and pumped hydro.
| Generation Type | 2024-25 | 2025-26 | 2026-27 | 2027-28 | 2028-29 | 2029-30 | 2030-31 | 2031-32 | 2032-33 | 2033-34
| Coal | 1173.2 | 1173.2 | 1093.447 | 826.878 | 826.878 | 434 | 0 | 0 | 0 | 0
| Natural gas | 2878.748 | 2816.196 | 2797.744 | 2797.744 | 2797.744 | 2797.744 | 2797.744 | 2797.744 | 2797.744 | 2797.744
| Distillate | 121.897 | 120.184 | 100.285 | 100.285 | 100.285 | 100.285 | 100.285 | 100.285 | 100.285 | 100.285
| Landfill gas | 9.983 | 11.184 | 11.184 | 11.184 | 11.184 | 11.184 | 11.184 | 11.184 | 11.184 | 11.184
| DSP | 205 | 304.125 | 134.136 | 75.636 | 75.636 | 75.636 | 75.636 | 75.636 | 75.636 | 75.636
| WTE | 59.043 | 59.043 | 59.043 | 59.043 | 59.043 | 59.043 | 59.043 | 59.043 | 59.043 | 59.043
| Solar | 16.448 | 17.685 | 17.685 | 17.685 | 17.685 | 17.685 | 17.685 | 17.685 | 17.685 | 17.685
| Wind | 180.516 | 178.042 | 178.042 | 178.042 | 178.042 | 178.042 | 178.042 | 178.042 | 178.042 | 178.042
| ESR | 538.315 | 846.6754 | 1350.69 | 1336.8388 | 1329.0305 | 1313.5259 | 1303.6411 | 1294.888 | 1284.7887 | 1275.5643

## Ch 3_F.27
Figure 27 - Forecast capacity mix by fuel type, High scenario, 2024-25 to 2033-34 (MW)
Table of contents
Note: The ESR grouping includes the battery components of wind and solar projects, standalone batteries, and pumped hydro.
| Generation Type | 2024-25 | 2025-26 | 2026-27 | 2027-28 | 2028-29 | 2029-30 | 2030-31 | 2031-32 | 2032-33 | 2033-34
| Coal | 1173.2 | 1173.2 | 1093.447 | 826.878 | 826.878 | 434 | 0 | 0 | 0 | 0
| Natural gas | 2878.748 | 2816.196 | 2797.744 | 2797.744 | 2797.744 | 2797.744 | 2797.744 | 2797.744 | 2797.744 | 2797.744
| Distillate | 121.897 | 120.184 | 120.283 | 120.283 | 120.283 | 120.283 | 120.283 | 120.283 | 120.283 | 120.283
| Landfill gas | 9.983 | 11.184 | 11.184 | 11.184 | 11.184 | 11.184 | 11.184 | 11.184 | 11.184 | 11.184
| DSP | 205 | 304.125 | 134.136 | 75.636 | 75.636 | 75.636 | 75.636 | 75.636 | 75.636 | 75.636
| WTE | 59.043 | 59.043 | 59.043 | 59.043 | 59.043 | 59.043 | 59.043 | 59.043 | 59.043 | 59.043
| Solar | 16.448 | 17.685 | 39.685 | 39.685 | 39.685 | 39.685 | 39.685 | 39.685 | 39.685 | 39.685
| Wind | 180.516 | 178.042 | 265.242 | 265.242 | 265.242 | 265.242 | 265.242 | 265.242 | 265.242 | 265.242
| ESR | 538.315 | 846.6754 | 1735.685 | 1708.4774 | 1691.5637 | 1669.0826 | 1652.3209 | 1637.0853 | 1621.8836 | 1607.5525

## Ch 4_F.28
Figure 28 - The limbs of the Planning Criterion
Table of contents

## Ch 4_F.29
Figure 29 - EUE forecast, 2024-25 to 2033-34, anticipated installed capacity only for the 10% POE Expected scenario, excluding any impacts of network constraints
Table of contents
Source: EY
| Expected Unserved Energy (EUE) | Unit | 2024-25 | 2025-26 | 2026-27 | 2027-28 | 2028-29 | 2029-30 | 2030-31 | 2031-32 | 2032-33 | 2033-34
| WEM EUE | % | 0.0001276% | 4.424e-05% | 8.202e-06% | 5.936e-05% | 0.0005107% | 0.1096% | 2.038% | 3.147% | 5.627% | 8.53%
| Reliability Standard | % | 0.0002% | 0.0002% | 0.0002% | 0.0002% | 0.0002% | 0.0002% | 0.0002% | 0.0002% | 0.0002% | 0.0002%

## Ch 4_F.30
Figure 30 - Box and whisker plot of annual EUE for 2024-25 to 2033-34 (by iteration, averaged across reference years, MWh)
Table of contents
Source: EY
| Iteration | Unit | 2024-2025 | 2025-2026 | 2026-2027 | 2027-2028 | 2028-2029 | 2029-2030 | 2030-2031 | 2031-2032 | 2032-2033 | 2033-2034
| 1 | MWh | 9.7007 | 0 | 0 | 2.7629 | 118.4267 | 32314.7752 | 545031.667 | 867711.5491 | 1428567.2175 | 2197008.2996
| 2 | MWh | 0 | 0 | 0 | 31.8126 | 14.3925 | 22632.8144 | 443413.2662 | 605763.2022 | 1190843.959 | 2385061.4504
| 3 | MWh | 0 | 0 | 0 | 15.101 | 7.7171 | 20948.2595 | 528125.6399 | 1038686.9786 | 1459348.8522 | 2536466.8509
| 4 | MWh | 7.299 | 53.8584 | 0 | 0 | 0.23392 | 16306.249 | 363472.8572 | 612748.4048 | 1316003.9432 | 2518996.7686
| 5 | MWh | 0 | 0 | 0 | 11.8081 | 5.1649 | 23905.6589 | 388432.8785 | 771500.2441 | 1441224.1246 | 2328646.5615
| 6 | MWh | 0 | 0 | 0 | 0 | 139.8313 | 27502.0618 | 454505.0133 | 597976.1567 | 1354287.1892 | 2105028.3004
| 7 | MWh | 12.743 | 0 | 0 | 5.8826 | 10.6898 | 15380.259 | 550042.5835 | 683929.7823 | 1568798.8368 | 2871216.3919
| 8 | MWh | 0 | 0 | 0 | 0 | 3.673 | 15617.9607 | 581440.45 | 860561.2065 | 1520466.0023 | 3116704.0292
| 9 | MWh | 0 | 0 | 0 | 0 | 153.6279 | 18556.8512 | 370291.9127 | 742692.6676 | 1921110.8587 | 2375684.6433
| 10 | MWh | 0 | 0 | 0 | 0 | 44.4743 | 17434.8403 | 466346.8162 | 548673.3737 | 1580783.4307 | 2042752.3885
| 11 | MWh | 0 | 23.7924 | 0 | 0 | 13.9595 | 20331.7626 | 520082.0067 | 802255.0239 | 2339406.5971 | 2477684.4393
| 12 | MWh | 0 | 0 | 0 | 70.9172 | 0 | 34677.2425 | 592277.051 | 948977.9074 | 1600271.0345 | 2444449.3823
| 13 | MWh | 0 | 0 | 0 | 0 | 28.5306 | 17249.0827 | 446884.7684 | 586492.9126 | 1466192.3524 | 2345194.2546
| 14 | MWh | 0 | 0 | 0 | 0 | 0 | 22128.3541 | 924425.4662 | 1353891.2974 | 1403321.3891 | 2996103.7966
| 15 | MWh | 34.6746 | 0 | 0 | 14.8778 | 53.5809 | 25765.4597 | 510001.5925 | 649023.668 | 1344825.3368 | 2062054.3491
| 16 | MWh | 0 | 0.20971 | 0 | 0 | 82.272 | 17230.3521 | 467262.4438 | 859478.5086 | 1375504.3997 | 2518457.291
| 17 | MWh | 0 | 0 | 0 | 0 | 122.4632 | 35192.0446 | 353098.874 | 1140145.011 | 1448189.8729 | 2389682.254
| 18 | MWh | 0 | 31.968 | 0 | 8.6188 | 4.3217 | 29426.2304 | 456640.2111 | 773685.6483 | 1316619.7591 | 2161639.7538
| 19 | MWh | 58.7836 | 35.3706 | 0 | 1.594 | 310.6562 | 18864.3403 | 376124.2887 | 946177.1771 | 2137697.8904 | 2254042.7273
| 20 | MWh | 0 | 0 | 0 | 3.6863 | 0 | 19627.8998 | 518718.5855 | 844251.5942 | 1351687.4055 | 2297634.0038
| 21 | MWh | 0 | 0 | 0 | 0 | 99.3444 | 24874.9051 | 461339.1976 | 597420.4829 | 1467771.9141 | 2289398.4178
| 22 | MWh | 60.3089 | 0 | 0 | 3.5242 | 0 | 13465.9084 | 431568.2335 | 905633.5722 | 1418572.4349 | 2419402.1734
| 23 | MWh | 0 | 0 | 0 | 344.8094 | 1776.3861 | 37180.8392 | 419017.5811 | 741589.1782 | 1146709.5511 | 2309911.8681
| 24 | MWh | 0 | 0 | 0 | 0.29486 | 0 | 19706.0548 | 466345.0274 | 613224.5189 | 1629334.4618 | 2649631.2267
| 25 | MWh | 3.2327 | 0 | 0 | 5.6606 | 0 | 20588.0216 | 406620.4369 | 804423.6242 | 1847726.1807 | 2322037.2124
| 26 | MWh | 0 | 0 | 0 | 0 | 19.1273 | 43802.1791 | 444415.4694 | 880523.8694 | 1464494.2784 | 2656326.2013
| 27 | MWh | 5.0221 | 0 | 0 | 0 | 0.54835 | 28952.3523 | 373873.1833 | 869991.6971 | 1235387.9544 | 2559068.3571
| 28 | MWh | 18.5593 | 0 | 0 | 0 | 54.416 | 18433.7734 | 449859.2702 | 795224.3215 | 1490661.2584 | 2230491.9192
| 29 | MWh | 581.7478 | 0 | 0 | 0 | 0 | 10151.6135 | 411340.5653 | 832738.3101 | 1513591.4489 | 2459856.0618
| 30 | MWh | 0 | 0 | 0 | 0 | 0 | 14604.4228 | 371833.9621 | 610593.6799 | 1431038.2944 | 2098904.2851
| 31 | MWh | 2.3257 | 0 | 0 | 0 | 0 | 28298.4689 | 778916.3829 | 755512.9704 | 1291362.8343 | 2087934.2751
| 32 | MWh | 0 | 0 | 0 | 0 | 1.0645 | 46125.676 | 503073.9527 | 744336.5177 | 1256311.0267 | 2152637.8821
| 33 | MWh | 0 | 7.9528 | 0 | 0 | 162.2075 | 18461.5724 | 346352.0276 | 723673.6709 | 1246645.3568 | 2098372.3943
| 34 | MWh | 3.2355 | 0 | 0 | 0 | 0 | 19563.6463 | 419460.431 | 574754.9427 | 1543269.1207 | 2323799.8252
| 35 | MWh | 0 | 0 | 0 | 0 | 145.2019 | 22072.5206 | 350491.5623 | 1022997.0704 | 1348561.8683 | 2479071.8084
| 36 | MWh | 0.23414 | 0 | 0 | 0 | 0 | 17651.7534 | 581756.1586 | 644430.5881 | 1360541.4524 | 2161925.617
| 37 | MWh | 1.1333 | 0 | 0 | 0 | 20.2957 | 13492.8767 | 425838.1859 | 669078.1415 | 1353213.458 | 1905173.0042
| 38 | MWh | 38.6114 | 0 | 0 | 0.99168 | 387.5159 | 17823.4176 | 395645.8874 | 640653.6069 | 1295292.1134 | 2214381.1599
| 39 | MWh | 0 | 0 | 0 | 0 | 0 | 21819.7027 | 581709.1244 | 682710.6172 | 1207215.2123 | 2427943.9268
| 40 | MWh | 0 | 0 | 0 | 0.66197 | 15.8662 | 20197.5765 | 397266.3272 | 770306.5271 | 1495239.5658 | 2392650.7317
| 41 | MWh | 342.9454 | 0 | 0 | 14.4253 | 0 | 26373.106 | 406271.717 | 783026.1575 | 1362118.16 | 2557101.3532
| 42 | MWh | 194.4801 | 8.008 | 0 | 82.3963 | 21.7522 | 21060.4104 | 440019.8654 | 797013.716 | 1479654.6359 | 1932816.7147
| 43 | MWh | 0 | 0 | 0 | 3.9007 | 110.2852 | 16720.7209 | 580668.4378 | 655171.0094 | 1362113.6478 | 2333927.2862
| 44 | MWh | 0 | 0 | 0 | 0 | 0 | 18673.18 | 445730.3966 | 843057.0605 | 1345085.5543 | 2854828.5995
| 45 | MWh | 0 | 0.19325 | 0 | 34.1478 | 4.6313 | 31466.2725 | 447248.6606 | 606618.7157 | 1729351.9079 | 2221844.0195
| 46 | MWh | 2.526 | 18.0663 | 0 | 0 | 15.4091 | 26351.2458 | 534115.3827 | 785495.3534 | 1255515.3959 | 2380694.5825
| 47 | MWh | 0 | 0 | 0 | 3.2477 | 41.9663 | 24384.2372 | 464969.9297 | 797111.3349 | 1483744.8161 | 2991640.9647
| 48 | MWh | 0 | 0 | 13.2641 | 0 | 9.1631 | 27934.4989 | 464730.7519 | 736327.3062 | 1381427.4011 | 2151646.8972
| 49 | MWh | 0 | 0 | 0 | 11.1207 | 0 | 17140.6222 | 412348.9312 | 774221.0642 | 1399024.488 | 2170132.4507
| 50 | MWh | 0 | 1.4978 | 0 | 0 | 1.6064 | 14287.0106 | 457738.1342 | 662394.3982 | 1497062.0336 | 2228168.9108
| 51 | MWh | 0 | 37.0502 | 0 | 4.3702 | 0 | 21762.4738 | 431811.0206 | 605761.53 | 1363746.0605 | 1942353.9416
| 52 | MWh | 0 | 0 | 0 | 0.23314 | 0 | 26006.6968 | 420545.138 | 788332.1744 | 1577077.0236 | 2572047.4535
| 53 | MWh | 0 | 20.6627 | 0 | 0 | 75.6318 | 16248.5531 | 468376.1327 | 644331.3634 | 1377454.1406 | 2450447.6831
| 54 | MWh | 0 | 0 | 0 | 0 | 49.0099 | 28560.6945 | 541404.0294 | 745142.8888 | 1950558.0751 | 2629232.1818
| 55 | MWh | 0 | 0 | 0 | 0 | 54.4586 | 29314.4544 | 367333.6504 | 731555.8428 | 1543175.1471 | 2400618.7652
| 56 | MWh | 11.0219 | 0 | 0 | 0 | 587.6841 | 18981.133 | 512898.7283 | 690449.2228 | 1309118.184 | 2350732.4104
| 57 | MWh | 1.7957 | 0 | 0 | 0 | 441.0958 | 15238.5982 | 350385.5853 | 689222.6916 | 1446365.112 | 2851517.0382
| 58 | MWh | 0 | 0 | 0 | 0 | 0 | 17923.2709 | 475943.2785 | 782672.3869 | 1594768.2692 | 2568157.6176
| 59 | MWh | 0 | 0 | 0 | 0 | 306.6289 | 25676.9566 | 345659.9498 | 582648.154 | 1478874.2578 | 2164561.7342
| 60 | MWh | 38.2847 | 0 | 0 | 0 | 0 | 12625.9568 | 415858.5445 | 909501.989 | 1599748.4836 | 2846632.736
| 61 | MWh | 23.2838 | 2.0838 | 0 | 7.4857 | 280.2686 | 29730.182 | 485439.8569 | 728847.03 | 1433597.7972 | 2548216.1463
| 62 | MWh | 2.3168 | 0 | 0 | 18.6405 | 202.1375 | 20084.2495 | 584793.4391 | 519262.1385 | 1360724.7838 | 2359575.0606
| 63 | MWh | 0 | 0 | 0 | 26.6227 | 4.6283 | 25470.909 | 342598.2215 | 696184.4433 | 1787171.6137 | 2446656.2452
| 64 | MWh | 0 | 397.5227 | 0 | 1.8752 | 172.9503 | 15288.7981 | 366524.9654 | 828301.5411 | 1611324.6202 | 2402366.9163
| 65 | MWh | 0 | 0 | 0 | 0 | 284.783 | 21131.8904 | 588830.1552 | 787389.0844 | 1555627.1213 | 3016155.5578
| 66 | MWh | 0 | 0 | 0 | 1.2149 | 0 | 24719.8912 | 462773.6296 | 644436.2099 | 1255030.0894 | 2346870.6555
| 67 | MWh | 0 | 0 | 0 | 9.4982 | 302.0969 | 25818.763 | 469059.2107 | 767920.9172 | 1449390.1584 | 2392492.3614
| 68 | MWh | 0 | 0 | 0 | 0 | 0.16933 | 24801.1013 | 337400.6701 | 712263.6483 | 1480606.0225 | 2249566.8865
| 69 | MWh | 0 | 0 | 0 | 14.783 | 0 | 20100.9345 | 362771.4195 | 658992.384 | 1326994.3105 | 2361560.2823
| 70 | MWh | 0 | 142.741 | 0 | 0 | 0 | 28617.6605 | 525990.3864 | 937635.1914 | 1365444.4091 | 2610071.2735
| 71 | MWh | 1.233 | 6.9772 | 0 | 38.2495 | 0 | 15748.173 | 352354.3277 | 965468.9881 | 1547187.158 | 2293728.7642
| 72 | MWh | 189.013 | 0 | 0 | 0 | 1.0431 | 16117.569 | 440864.7095 | 929724.4836 | 1570622.4296 | 2591310.9075
| 73 | MWh | 0.067946 | 0 | 0 | 0 | 11.4658 | 14614.8986 | 477954.677 | 694819.4163 | 1377354.4183 | 2475727.2829
| 74 | MWh | 0 | 6.0225 | 0 | 0 | 0.46893 | 21567.5825 | 415586.7958 | 841205.5153 | 1273321.1418 | 2253162.5314
| 75 | MWh | 0 | 0 | 0 | 0 | 13.6154 | 16263.2424 | 539733.0239 | 838287.5086 | 1481685.8839 | 2615271.5517
| 76 | MWh | 19.9092 | 3.1378 | 134.7021 | 91.4135 | 169.8141 | 46281.0745 | 407370.7222 | 680084.3442 | 1325402.9898 | 2098499.5331
| 77 | MWh | 0 | 0 | 0 | 2.4025 | 12.5774 | 24366.9089 | 540537.7538 | 716434.8307 | 1405666.6953 | 2267267.5078
| 78 | MWh | 0 | 0 | 0 | 0 | 0 | 16649.0152 | 440154.4978 | 635893.512 | 1362250.543 | 2311767.1837
| 79 | MWh | 14.0566 | 0 | 0 | 81.4869 | 140.1717 | 27964.5116 | 451618.4389 | 723476.1154 | 1588876.2151 | 2700769.3515
| 80 | MWh | 0 | 0 | 0 | 0 | 416.1857 | 35797.5392 | 459211.6297 | 915244.2012 | 1294969.035 | 2236818.9104
| 81 | MWh | 0.46773 | 0 | 0 | 0 | 0 | 20576.262 | 361189.2945 | 808184.6216 | 1473020.8708 | 2031917.956
| 82 | MWh | 0 | 10.8826 | 0 | 11.7636 | 30.964 | 23027.184 | 433601.6307 | 675347.5532 | 1442738.5483 | 2269017.6273
| 83 | MWh | 0 | 0 | 0 | 0 | 0 | 25161.0256 | 430306.1751 | 1249497.339 | 1550149.6756 | 2438398.9906
| 84 | MWh | 0 | 0 | 0 | 1.1406 | 158.1676 | 16297.3073 | 399283.4114 | 734324.5772 | 1502014.9348 | 2516025.5801
| 85 | MWh | 0 | 0 | 0 | 0 | 161.649 | 15052.026 | 412014.1923 | 756641.8689 | 1472666.0275 | 2106310.6841
| 86 | MWh | 95.7406 | 0 | 0 | 0 | 112.8111 | 32867.4256 | 495055.3325 | 909439.9031 | 1504019.0638 | 2405186.8707
| 87 | MWh | 0 | 0 | 0 | 0 | 1013.0811 | 20544.1323 | 395373.9273 | 715300.9638 | 1364813.3394 | 2534525.0795
| 88 | MWh | 39.1162 | 0 | 0 | 70.4465 | 0.48927 | 19991.1067 | 406420.3839 | 565586.1021 | 1297122.4212 | 2109957.5289
| 89 | MWh | 27.0789 | 0.21376 | 0 | 4.0375 | 62.2982 | 16029.933 | 620905.9287 | 652306.6349 | 1496386.5955 | 2267219.4879
| 90 | MWh | 0 | 0 | 0 | 0 | 36.7663 | 21983.3172 | 402536.9796 | 1062937.8366 | 1505172.2161 | 2859970.3019
| 91 | MWh | 19.6302 | 0 | 0 | 0 | 45.0388 | 19296.7245 | 416894.0071 | 620149.0297 | 1428193.3941 | 2427594.3846
| 92 | MWh | 0 | 0 | 0 | 0 | 12.4535 | 19390.831 | 434818.3301 | 679004.6892 | 1530820.3085 | 2254243.3926
| 93 | MWh | 151.4984 | 0 | 0 | 12.2646 | 133.105 | 15518.9839 | 369318.078 | 646022.9132 | 1744112.7076 | 2289264.8181
| 94 | MWh | 35.7129 | 0 | 0 | 0 | 165.9195 | 19713.1434 | 521570.497 | 660304.0405 | 1245152.7082 | 2140068.4332
| 95 | MWh | 0 | 0 | 0 | 2.1175 | 0 | 20336.1549 | 421712.9809 | 800377.2342 | 1750420.6732 | 3064059.5765
| 96 | MWh | 44.7046 | 0 | 0 | 0 | 0 | 18615.7416 | 546289.6614 | 668995.5907 | 1268899.6639 | 1904122.9338
| 97 | MWh | 0 | 0 | 0 | 0 | 1.4114 | 17537.7107 | 496971.8772 | 859410.8384 | 1322902.8321 | 2117318.6645
| 98 | MWh | 16.3979 | 0 | 0 | 0 | 0 | 14512.4868 | 459069.4245 | 1250479.1002 | 1556305.8356 | 2068823.3473
| 99 | MWh | 12.1132 | 0 | 0 | 0 | 97.3411 | 15893.8395 | 1019057.5405 | 948728.4852 | 2271362.8916 | 2063899.8965
| 100 | MWh | 144.2325 | 0 | 0 | 0 | 223.3844 | 91804.0916 | 584225.4877 | 786844.2301 | 1246990.2843 | 2006048.9209
This chart isn't available in your version of Excel. Editing this shape or saving this workbook into a different file format will permanently break the chart.
This chart isn't available in your version of Excel. Editing this shape or saving this workbook into a different file format will permanently break the chart.

## Ch 4_F.31
Figure 31 - Bubble chart showing EUE frequency (%), duration (hh), and depth (MWh) of possible events for 2024-25 to 2027-28
Table of contents
Source: EY
|  | Frequency | Depth (MWh) | Frequency | Depth (MWh) | Frequency | Depth (MWh) | Frequency | Depth (MWh)
| Duration (hh) | 2024-25 | 2024-25 | 2025-26 | 2025-26 | 2026-27 | 2026-27 | 2027-28 | 2027-28
| 0.5 | 21.82% | 0.24388 | 20% | 0.10466 | 20% | 0.010242 | 25.35% | 0.26711
| 1 | 15.45% | 0.43941 | 27.5% | 0.56915 | 20% | 0.13264 | 21.13% | 0.91589
| 1.5 | 9.091% | 0.64603 | 10% | 0.32567 | 0% | 0 | 7.042% | 0.25418
| 2 | 12.73% | 1.9164 | 12.5% | 0.72827 | 40% | 0.16863 | 26.76% | 2.2589
| 2.5 | 13.64% | 2.307 | 5% | 0.31948 | 0% | 0 | 12.68% | 2.6952
| 3 | 10.91% | 4.3657 | 7.5% | 0.84188 | 0% | 0 | 1.408% | 0.7334
| 3.5 | 7.273% | 3.5055 | 7.5% | 1.0143 | 0% | 0 | 0% | 0
| 4 | 4.545% | 3.0343 | 5% | 1.7868 | 0% | 0 | 1.408% | 0.91414
| 4.5 | 0.9091% | 1.513 | 2.5% | 0.66871 | 0% | 0 | 1.408% | 0.82046
| 5 | 1.818% | 2.2041 | 0% | 0 | 20% | 1.1682 | 2.817% | 1.8636
| 5.5 | 1.818% | 2.4771 | 0% | 0 | 0% | 0 | 0% | 0
| 6 | 0% | 0 | 2.5% | 1.7232 | 0% | 0 | 0% | 0
| 6.5 | 0% | 0 | 0% | 0 | 0% | 0 | 0% | 0
| 7 | 0% | 0 | 0% | 0 | 0% | 0 | 0% | 0
| 7.5 | 0% | 0 | 0% | 0 | 0% | 0 | 0% | 0
| 8 | 0% | 0 | 0% | 0 | 0% | 0 | 0% | 0
| 8.5 | 0% | 0 | 0% | 0 | 0% | 0 | 0% | 0
| 9 | 0% | 0 | 0% | 0 | 0% | 0 | 0% | 0
| 9.5 | 0% | 0 | 0% | 0 | 0% | 0 | 0% | 0
| 10 | 0% | 0 | 0% | 0 | 0% | 0 | 0% | 0

## Ch 4_F.32
Figure 32 - Bubble chart showing EUE frequency (%), duration (hh), and depth (MWh) of possible events for 2028-29
Table of contents
Source: EY
|  | Frequency | Depth (MWh)
| Duration (hh) | 2028-29 | 2028-29
| 0.5 | 27.78% | 1.835
| 1 | 18.21% | 4.2328
| 1.5 | 10.49% | 4.0631
| 2 | 10.19% | 4.9901
| 2.5 | 11.11% | 11.3681
| 3 | 4.012% | 6.9275
| 3.5 | 1.852% | 3.7939
| 4 | 2.16% | 4.7852
| 4.5 | 3.395% | 10.2666
| 5 | 4.321% | 12.6243
| 5.5 | 4.321% | 17.4398
| 6 | 1.543% | 7.3787
| 6.5 | 0.3086% | 2.0898
| 7 | 0% | 0
| 7.5 | 0% | 0
| 8 | 0% | 0
| 8.5 | 0% | 0
| 9 | 0% | 0
| 9.5 | 0% | 0
| 10 | 0.3086% | 6.0309

## Ch 4_F.33
Figure 33 - Bubble chart showing EUE frequency (%), duration (hh), and depth (MWh) of possible events for 2030-31
Table of contents
Source: EY
|  | Frequency | Depth (MWh)
| Duration (hh) | 2030-31 | 2030-31
| 0.5 | 9.576% | 352.9294
| 1 | 7.868% | 1199.5269
| 1.5 | 5.777% | 2257.5809
| 2 | 6.13% | 4174.3398
| 2.5 | 6.016% | 5950.5368
| 3 | 5.313% | 7822.6013
| 3.5 | 4.692% | 8706.2264
| 4 | 3.962% | 8893.6852
| 4.5 | 2.959% | 7650.1854
| 5 | 2.891% | 8267.4033
| 5.5 | 3.268% | 11359.2119
| 6 | 3.727% | 15468.4873
| 6.5 | 3.828% | 18449.8803
| 7 | 3.73% | 21853.7513
| 7.5 | 2.963% | 19458.6968
| 8 | 2.782% | 19984.4906
| 8.5 | 2.121% | 17050.0006
| 9 | 1.744% | 14468.3953
| 9.5 | 1.542% | 13574.7131
| 10 | 1.366% | 12068.159
| 10.5 | 1.25% | 10738.7465
| 11 | 1.103% | 8887.8683
| 11.5 | 0.9274% | 7346.3586
| 12 | 0.9654% | 8394.4505
| 12.5 | 0.8695% | 7858.99
| 13 | 1.073% | 10020.9009
| 13.5 | 1.018% | 10313.4783
| 14 | 1.201% | 13141.7015
| 14.5 | 1.41% | 16618.8012
| 15 | 1.402% | 18050.9789
| 15.5 | 1.303% | 19699.5256
| 16 | 0.987% | 16698.8504
| 16.5 | 0.7378% | 13495.6516
| 17 | 0.6392% | 11847.2692
| 17.5 | 0.4312% | 8293.2687
| 18 | 0.3949% | 7180.3883
| 18.5 | 0.2654% | 5409.7964
| 19 | 0.2996% | 6287.5417
| 19.5 | 0.201% | 4060.8745
| 20 | 0.1371% | 3024.5981
| 20.5 | 0.1132% | 2601.3798
| 21 | 0.06934% | 1615.3662
| 21.5 | 0.03413% | 884.822
| 22 | 0.02925% | 732.0086
| 22.5 | 0.03413% | 779.0133
| 23 | 0.02763% | 590.7907
| 23.5 | 0.04442% | 858.297
| 24 | 0.01354% | 312.921
| 24.5 | 0.01029% | 248.7889
| 25 | 0.005417% | 137.9858
| 25.5 | 0.006501% | 142.048
| 26 | 0.005417% | 126.3654
| 26.5 | 0.013% | 332.0363
| 27 | 0.008126% | 176.6179
| 27.5 | 0.008668% | 213.9261
| 28 | 0.006501% | 154.7914
| 28.5 | 0.01734% | 402.1474
| 29 | 0.01138% | 274.7955
| 29.5 | 0.04063% | 1090.3361
| 30 | 0.05363% | 1508.7751
| 30.5 | 0.03684% | 1213.4482
| 31 | 0.02817% | 1030.6497
| 31.5 | 0.01788% | 664.9776
| 32 | 0.0195% | 675.5867
| 32.5 | 0.03413% | 1268.3796
| 33 | 0.02763% | 1198.4186
| 33.5 | 0.02167% | 783.6522
| 34 | 0.02221% | 919.9405
| 34.5 | 0.007584% | 259.9394
| 35 | 0.004876% | 138.8568
| 35.5 | 0.01679% | 570.1138
| 36 | 0.008668% | 247.8359
| 36.5 | 0.005417% | 166.1647
| 37 | 0.007042% | 220.5315
| 37.5 | 0.004876% | 167.1727
| 38 | 0.008668% | 328.4685
| 38.5 | 0.005417% | 240.7143
| 39 | 0.01192% | 438.6926
| 39.5 | 0.008668% | 379.2653
| 40 | 0.01842% | 884.8524
| 40.5 | 0.02221% | 991.4207
| 41 | 0.04876% | 2388.3106
| 41.5 | 0.03738% | 1792.5451
| 42 | 0.008126% | 473.1648
| 42.5 | 0.008668% | 509.4784
| 43 | 0.01571% | 790.5368
| 43.5 | 0.003792% | 211.3319
| 44 | 0.009751% | 534.0857
| 44.5 | 0.0005417% | 37.3194
| 45 | 0.005417% | 290.5085
| 45.5 | 0.01083% | 545.1166
| 46 | 0.004876% | 246.7178
| 46.5 | 0.002709% | 155.818
| 47 | 0.001083% | 63.3041
| 47.5 | 0.0195% | 957.2761
| 48 | 0.005417% | 273.8571
| 48.5 | 0.003792% | 203.8769
| 49 | 0.002167% | 121.7116
| 49.5 | 0.002709% | 146.1669
| 50 | 0.004876% | 267.191
| 50.5 | 0.008126% | 441.9256
| 51 | 0.005417% | 309.7321
| 51.5 | 0.0005417% | 30.2961
| 52 | 0.001625% | 103.6489
| 52.5 | 0.0005417% | 34.5443
| 53 | 0% | 0
| 53.5 | 0% | 0
| 54 | 0% | 0
| 54.5 | 0% | 0
| 55 | 0% | 0
| 55.5 | 0% | 0
| 56 | 0% | 0
| 56.5 | 0% | 0
| 57 | 0.0005417% | 27.5883
| 57.5 | 0.002709% | 149.1425
| 58 | 0.001625% | 100.9324
| 58.5 | 0% | 0
| 59 | 0% | 0
| 59.5 | 0% | 0
| 60 | 0.0005417% | 40.2771
| 60.5 | 0% | 0
| 61 | 0% | 0
| 61.5 | 0.0005417% | 39.3885
| 62 | 0.001625% | 117.5603
| 62.5 | 0% | 0
| 63 | 0% | 0
| 63.5 | 0% | 0
| 64 | 0.0005417% | 42.5488
| 64.5 | 0% | 0
| 65 | 0.0005417% | 43.3453
| 65.5 | 0% | 0
| 66 | 0% | 0
| 66.5 | 0.0005417% | 41.4409
| 67 | 0.001625% | 143.3067
| 67.5 | 0% | 0
| 68 | 0.0005417% | 52.0002
| 68.5 | 0% | 0
| 69 | 0% | 0
| 69.5 | 0% | 0
| 70 | 0.0005417% | 46.7434
| 70.5 | 0.003792% | 323.334
| 71 | 0.001083% | 92.3104
| 71.5 | 0.004876% | 473.8235
| 72 | 0.002167% | 230.2712
| 72.5 | 0.0005417% | 62.3497
| 73 | 0% | 0
| 73.5 | 0% | 0
| 74 | 0.0005417% | 47.8702

## Ch 4_F.34
Figure 34 - SWIS regions and subregions
Table of contents
Source: EY

## Ch 4_F.35
Figure 35 - Diagram of congested areas
Table of contents
Source: EY

## Ch 4_F.36
Figure 36 - ADG value and individual ADG value for each of 12 historical weather reference years
Table of contents
| Reference Year | ADG - Individual reference years | ADG
| 2010-11 | 6 | 8
| 2011-12 | 15 | 8
| 2012-13 | 8 | 8
| 2013-14 | 5 | 8
| 2014-15 | 13 | 8
| 2015-16 | 6 | 8
| 2016-17 | 8 | 8
| 2017-18 | 13 | 8
| 2018-19 | 7 | 8
| 2019-20 | 6 | 8
| 2020-21 | 8 | 8
| 2021-22 | 7 | 8

## Ch 4_F.37
Figure 37 - Previous Availability Classes vs new Capability Classes
Table of contents

## Ch 4_F.38
Figure 38 - Availability Curve, 2025-26 (MW)
Table of contents
Source: AEMO and EY.
| Load duration curve | Reserve margin, Intermittent Load allowance and FCESS Regulation
| 4456.5519 | 1125.2882
| 4445.0023 | 1125.2882
| 4422.8698 | 1125.2882
| 4397.8873 | 1125.2882
| 4381.8388 | 1125.2882
| 4350.2324 | 1125.2882
| 4332.4691 | 1125.2882
| 4296.1011 | 1125.2882
| 4279.3978 | 1125.2882
| 4264.4645 | 1125.2882
| 4243.6488 | 1125.2882
| 4227.5667 | 1125.2882
| 4196.0366 | 1125.2882
| 4182.7223 | 1125.2882
| 4168.922 | 1125.2882
| 4161.7713 | 1125.2882
| 4152.8822 | 1125.2882
| 4141.8528 | 1125.2882
| 4133.8706 | 1125.2882
| 4124.8522 | 1125.2882
| 4116.5208 | 1125.2882
| 4108.2663 | 1125.2882
| 4097.3308 | 1125.2882
| 4089.6886 | 1125.2882
| 4080.7759 | 1125.2882
| 4073.286 | 1125.2882
| 4068.6308 | 1125.2882
| 4062.0011 | 1125.2882
| 4055.0111 | 1125.2882
| 4049.0714 | 1125.2882
| 4043.4417 | 1125.2882
| 4039.136 | 1125.2882
| 4034.4952 | 1125.2882
| 4028.8972 | 1125.2882
| 4025.2392 | 1125.2882
| 4017.6454 | 1125.2882
| 4009.6479 | 1125.2882
| 4003.6431 | 1125.2882
| 4000.2293 | 1125.2882
| 3994.3345 | 1125.2882
| 3989.0263 | 1125.2882
| 3985.2899 | 1125.2882
| 3980.6866 | 1125.2882
| 3974.1695 | 1125.2882
| 3971.704 | 1125.2882
| 3964.3996 | 1125.2882
| 3961.1313 | 1125.2882
| 3957.6968 | 1125.2882
| 3953.0308 | 1125.2882
| 3949.8099 | 1125.2882
| 3945.9589 | 1125.2882
| 3939.923 | 1125.2882
| 3936.081 | 1125.2882
| 3930.8021 | 1125.2882
| 3925.8463 | 1125.2882
| 3920.6361 | 1125.2882
| 3917.2851 | 1125.2882
| 3913.5086 | 1125.2882
| 3910.2221 | 1125.2882
| 3904.2108 | 1125.2882
| 3901.1583 | 1125.2882
| 3897.2662 | 1125.2882
| 3893.3243 | 1125.2882
| 3890.2684 | 1125.2882
| 3886.9552 | 1125.2882
| 3881.6151 | 1125.2882
| 3878.616 | 1125.2882
| 3877.0479 | 1125.2882
| 3871.5078 | 1125.2882
| 3868.6067 | 1125.2882
| 3864.3872 | 1125.2882
| 3862.5033 | 1125.2882
| 3858.4727 | 1125.2882
| 3855.4654 | 1125.2882
| 3850.8778 | 1125.2882
| 3848.0592 | 1125.2882
| 3842.7968 | 1125.2882
| 3838.9375 | 1125.2882
| 3834.8711 | 1125.2882
| 3831.651 | 1125.2882
| 3828.6327 | 1125.2882
| 3825.8822 | 1125.2882
| 3823.4071 | 1125.2882
| 3820.1736 | 1125.2882
| 3816.6429 | 1125.2882
| 3814.1877 | 1125.2882
| 3812.2378 | 1125.2882
| 3809.1186 | 1125.2882
| 3806.9719 | 1125.2882
| 3804.5746 | 1125.2882
| 3801.7176 | 1125.2882
| 3798.9319 | 1125.2882
| 3796.7684 | 1125.2882
| 3794.2415 | 1125.2882
| 3790.9285 | 1125.2882
| 3786.8651 | 1125.2882
| 3783.7229 | 1125.2882
| 3781.5219 | 1125.2882
| 3779.1973 | 1125.2882
| 3774.7299 | 1125.2882
| 3772.4684 | 1125.2882
| 3770.3066 | 1125.2882
| 3768.8724 | 1125.2882
| 3766.2111 | 1125.2882
| 3763.8609 | 1125.2882
| 3761.325 | 1125.2882
| 3755.9143 | 1125.2882
| 3753.7517 | 1125.2882
| 3751.4137 | 1125.2882
| 3748.5839 | 1125.2882
| 3746.675 | 1125.2882
| 3744.41 | 1125.2882
| 3741.4123 | 1125.2882
| 3739.0812 | 1125.2882
| 3735.7818 | 1125.2882
| 3733.0312 | 1125.2882
| 3730.4559 | 1125.2882
| 3728.0307 | 1125.2882
| 3726.3921 | 1125.2882
| 3725.0598 | 1125.2882
| 3723.8432 | 1125.2882
| 3721.9006 | 1125.2882
| 3720.0776 | 1125.2882
| 3716.9441 | 1125.2882
| 3715.4105 | 1125.2882
| 3714.2969 | 1125.2882
| 3713.2333 | 1125.2882
| 3710.514 | 1125.2882
| 3708.6513 | 1125.2882
| 3706.377 | 1125.2882
| 3705.0521 | 1125.2882
| 3702.5031 | 1125.2882
| 3699.8034 | 1125.2882
| 3697.5358 | 1125.2882
| 3694.9866 | 1125.2882
| 3693.5176 | 1125.2882
| 3691.1616 | 1125.2882
| 3689.5308 | 1125.2882
| 3687.2743 | 1125.2882
| 3684.8572 | 1125.2882
| 3682.2651 | 1125.2882
| 3679.646 | 1125.2882
| 3677.158 | 1125.2882
| 3674.5128 | 1125.2882
| 3672.5747 | 1125.2882
| 3670.6848 | 1125.2882
| 3669.1576 | 1125.2882
| 3666.7501 | 1125.2882
| 3665.7631 | 1125.2882
| 3663.8593 | 1125.2882
| 3662.4525 | 1125.2882
| 3659.0179 | 1125.2882
| 3656.4692 | 1125.2882
| 3654.8878 | 1125.2882
| 3653.7939 | 1125.2882
| 3652.6454 | 1125.2882
| 3650.4979 | 1125.2882
| 3648.8429 | 1125.2882
| 3646.8725 | 1125.2882
| 3644.3404 | 1125.2882
| 3642.4775 | 1125.2882
| 3639.26 | 1125.2882
| 3638.2107 | 1125.2882
| 3636.4708 | 1125.2882
| 3634.8601 | 1125.2882
| 3632.8676 | 1125.2882
| 3631.2018 | 1125.2882
| 3629.0168 | 1125.2882
| 3627.2296 | 1125.2882
| 3625.9209 | 1125.2882
| 3624.4931 | 1125.2882
| 3622.7143 | 1125.2882
| 3619.8425 | 1125.2882
| 3618.5536 | 1125.2882
| 3616.6547 | 1125.2882
| 3614.6891 | 1125.2882
| 3613.4765 | 1125.2882
| 3612.2271 | 1125.2882
| 3611.3373 | 1125.2882
| 3609.7814 | 1125.2882
| 3608.3828 | 1125.2882
| 3606.7806 | 1125.2882
| 3605.5016 | 1125.2882
| 3603.67 | 1125.2882
| 3602.1046 | 1125.2882
| 3600.3732 | 1125.2882
| 3599.1041 | 1125.2882
| 3597.3762 | 1125.2882
| 3596.183 | 1125.2882
| 3595.4327 | 1125.2882
| 3593.8962 | 1125.2882
| 3592.749 | 1125.2882
| 3591.0468 | 1125.2882
| 3589.7379 | 1125.2882
| 3587.996 | 1125.2882
| 3585.8135 | 1125.2882
| 3583.787 | 1125.2882
| 3582.6433 | 1125.2882
| 3581.3925 | 1125.2882
| 3579.27 | 1125.2882
| 3578.3573 | 1125.2882
| 3577.2267 | 1125.2882
| 3574.9975 | 1125.2882
| 3573.4022 | 1125.2882
| 3571.9427 | 1125.2882
| 3569.6229 | 1125.2882
| 3568.1258 | 1125.2882
| 3566.3775 | 1125.2882
| 3565.1903 | 1125.2882
| 3563.5782 | 1125.2882
| 3561.6718 | 1125.2882
| 3560.5449 | 1125.2882
| 3559.6049 | 1125.2882
| 3558.1679 | 1125.2882
| 3557.2439 | 1125.2882
| 3556.3041 | 1125.2882
| 3555.1849 | 1125.2882
| 3554.2156 | 1125.2882
| 3552.0373 | 1125.2882
| 3551.0885 | 1125.2882
| 3549.2882 | 1125.2882
| 3547.9069 | 1125.2882
| 3546.5434 | 1125.2882
| 3545.1431 | 1125.2882
| 3543.7103 | 1125.2882
| 3542.4864 | 1125.2882
| 3539.9213 | 1125.2882
| 3538.3545 | 1125.2882
| 3537.0403 | 1125.2882
| 3536.0171 | 1125.2882
| 3535.0652 | 1125.2882
| 3533.3632 | 1125.2882
| 3532.5289 | 1125.2882
| 3530.895 | 1125.2882
| 3529.5588 | 1125.2882
| 3528.2505 | 1125.2882
| 3527.3972 | 1125.2882
| 3526.3859 | 1125.2882
| 3524.7321 | 1125.2882
| 3523.8583 | 1125.2882
| 3523.0611 | 1125.2882
| 3521.4091 | 1125.2882
| 3519.7506 | 1125.2882
| 3518.7923 | 1125.2882
| 3517.4636 | 1125.2882
| 3515.7124 | 1125.2882
| 3514.4261 | 1125.2882
| 3512.2537 | 1125.2882
| 3511.1484 | 1125.2882
| 3509.9099 | 1125.2882
| 3508.8295 | 1125.2882
| 3508.1314 | 1125.2882
| 3507.0805 | 1125.2882
| 3506.2451 | 1125.2882
| 3505.266 | 1125.2882
| 3504.6421 | 1125.2882
| 3502.881 | 1125.2882
| 3501.7708 | 1125.2882
| 3500.9748 | 1125.2882
| 3499.4526 | 1125.2882
| 3498.372 | 1125.2882
| 3497.1685 | 1125.2882
| 3495.9294 | 1125.2882
| 3495.3003 | 1125.2882
| 3494.6877 | 1125.2882
| 3493.3179 | 1125.2882
| 3492.2799 | 1125.2882
| 3490.9819 | 1125.2882
| 3489.3386 | 1125.2882
| 3487.557 | 1125.2882
| 3486.6759 | 1125.2882
| 3485.4402 | 1125.2882
| 3484.8296 | 1125.2882
| 3483.9898 | 1125.2882
| 3482.7401 | 1125.2882
| 3481.9158 | 1125.2882
| 3480.802 | 1125.2882
| 3480.1303 | 1125.2882
| 3478.7187 | 1125.2882
| 3477.1739 | 1125.2882
| 3475.9229 | 1125.2882
| 3474.9362 | 1125.2882
| 3473.958 | 1125.2882
| 3472.6875 | 1125.2882
| 3471.4175 | 1125.2882
| 3470.4087 | 1125.2882
| 3469.8874 | 1125.2882
| 3469.3449 | 1125.2882
| 3468.4968 | 1125.2882
| 3467.3649 | 1125.2882
| 3466.241 | 1125.2882
| 3465.2888 | 1125.2882
| 3464.2794 | 1125.2882
| 3463.4738 | 1125.2882
| 3462.5649 | 1125.2882
| 3461.2361 | 1125.2882
| 3460.3971 | 1125.2882
| 3458.9335 | 1125.2882
| 3458.0338 | 1125.2882
| 3456.5917 | 1125.2882
| 3455.6107 | 1125.2882
| 3454.907 | 1125.2882
| 3453.6222 | 1125.2882
| 3452.4695 | 1125.2882
| 3451.7913 | 1125.2882
| 3450.8184 | 1125.2882
| 3449.1563 | 1125.2882
| 3448.532 | 1125.2882
| 3447.6952 | 1125.2882
| 3446.8046 | 1125.2882
| 3446.1099 | 1125.2882
| 3445.4841 | 1125.2882
| 3444.4086 | 1125.2882
| 3443.4735 | 1125.2882
| 3442.6982 | 1125.2882
| 3441.8977 | 1125.2882
| 3441.3511 | 1125.2882
| 3440.4129 | 1125.2882
| 3439.3273 | 1125.2882
| 3438.3411 | 1125.2882
| 3437.4796 | 1125.2882
| 3436.488 | 1125.2882
| 3435.9794 | 1125.2882
| 3435.0032 | 1125.2882
| 3434.1335 | 1125.2882
| 3432.9039 | 1125.2882
| 3431.8677 | 1125.2882
| 3430.9767 | 1125.2882
| 3430.0683 | 1125.2882
| 3429.3613 | 1125.2882
| 3428.399 | 1125.2882
| 3427.7126 | 1125.2882
| 3426.8379 | 1125.2882
| 3426.1898 | 1125.2882
| 3425.1414 | 1125.2882
| 3424.5914 | 1125.2882
| 3423.5138 | 1125.2882
| 3422.6082 | 1125.2882
| 3421.3818 | 1125.2882
| 3420.5419 | 1125.2882
| 3419.4636 | 1125.2882
| 3418.5271 | 1125.2882
| 3417.7466 | 1125.2882
| 3417.164 | 1125.2882
| 3416.171 | 1125.2882
| 3414.9733 | 1125.2882
| 3413.9633 | 1125.2882
| 3413.4024 | 1125.2882
| 3412.4128 | 1125.2882
| 3411.6 | 1125.2882
| 3410.8882 | 1125.2882
| 3410.0521 | 1125.2882
| 3409.6193 | 1125.2882
| 3409.0474 | 1125.2882
| 3408.4598 | 1125.2882
| 3407.6282 | 1125.2882
| 3406.1916 | 1125.2882
| 3404.5076 | 1125.2882
| 3403.4001 | 1125.2882
| 3402.7093 | 1125.2882
| 3401.8437 | 1125.2882
| 3400.9882 | 1125.2882
| 3400.2482 | 1125.2882
| 3399.157 | 1125.2882
| 3398.4926 | 1125.2882
| 3397.9287 | 1125.2882
| 3397.4006 | 1125.2882
| 3397.0569 | 1125.2882
| 3396.3606 | 1125.2882
| 3395.6407 | 1125.2882
| 3395.2126 | 1125.2882
| 3394.122 | 1125.2882
| 3393.5009 | 1125.2882
| 3392.1388 | 1125.2882
| 3391.7399 | 1125.2882
| 3391.0516 | 1125.2882
| 3390.0421 | 1125.2882
| 3389.3466 | 1125.2882
| 3388.5518 | 1125.2882
| 3387.9289 | 1125.2882
| 3387.0692 | 1125.2882
| 3386.4347 | 1125.2882
| 3385.8142 | 1125.2882
| 3384.7426 | 1125.2882
| 3383.7643 | 1125.2882
| 3383.1504 | 1125.2882
| 3382.343 | 1125.2882
| 3381.0941 | 1125.2882
| 3379.7334 | 1125.2882
| 3378.7493 | 1125.2882
| 3378.185 | 1125.2882
| 3377.745 | 1125.2882
| 3376.8878 | 1125.2882
| 3375.9094 | 1125.2882
| 3375.0494 | 1125.2882
| 3374.5272 | 1125.2882
| 3373.8603 | 1125.2882
| 3373.1966 | 1125.2882
| 3372.743 | 1125.2882
| 3371.7323 | 1125.2882
| 3370.8856 | 1125.2882
| 3370.1482 | 1125.2882
| 3369.2656 | 1125.2882
| 3368.3209 | 1125.2882
| 3367.2526 | 1125.2882
| 3366.4019 | 1125.2882
| 3365.5377 | 1125.2882
| 3365.0485 | 1125.2882
| 3364.1855 | 1125.2882
| 3363.4395 | 1125.2882
| 3362.284 | 1125.2882
| 3361.5621 | 1125.2882
| 3360.7257 | 1125.2882
| 3359.7861 | 1125.2882
| 3358.9453 | 1125.2882
| 3358.1293 | 1125.2882
| 3357.4039 | 1125.2882
| 3356.7343 | 1125.2882
| 3355.7728 | 1125.2882
| 3355.3296 | 1125.2882
| 3354.7234 | 1125.2882
| 3354.0162 | 1125.2882
| 3353.0734 | 1125.2882
| 3352.4079 | 1125.2882
| 3351.386 | 1125.2882
| 3350.8953 | 1125.2882
| 3350.4924 | 1125.2882
| 3349.7748 | 1125.2882
| 3349.2474 | 1125.2882
| 3348.5646 | 1125.2882
| 3347.8168 | 1125.2882
| 3347.2642 | 1125.2882
| 3346.4344 | 1125.2882
| 3346.0287 | 1125.2882
| 3345.5286 | 1125.2882
| 3344.9761 | 1125.2882
| 3344.3813 | 1125.2882
| 3343.4092 | 1125.2882
| 3342.9157 | 1125.2882
| 3342.1616 | 1125.2882
| 3341.2452 | 1125.2882
| 3340.8407 | 1125.2882
| 3340.2673 | 1125.2882
| 3339.6204 | 1125.2882
| 3338.5362 | 1125.2882
| 3337.8176 | 1125.2882
| 3337.3754 | 1125.2882
| 3336.5896 | 1125.2882
| 3335.9438 | 1125.2882
| 3335.5139 | 1125.2882
| 3335.0589 | 1125.2882
| 3334.6956 | 1125.2882
| 3333.7796 | 1125.2882
| 3333.3437 | 1125.2882
| 3332.8483 | 1125.2882
| 3332.1405 | 1125.2882
| 3331.5465 | 1125.2882
| 3330.9357 | 1125.2882
| 3330.3753 | 1125.2882
| 3329.667 | 1125.2882
| 3329.1613 | 1125.2882
| 3328.6797 | 1125.2882
| 3328.1975 | 1125.2882
| 3327.6612 | 1125.2882
| 3327.296 | 1125.2882
| 3326.8066 | 1125.2882
| 3326.1988 | 1125.2882
| 3325.8221 | 1125.2882
| 3324.9065 | 1125.2882
| 3324.3359 | 1125.2882
| 3323.7227 | 1125.2882
| 3322.7624 | 1125.2882
| 3321.7673 | 1125.2882
| 3321.2111 | 1125.2882
| 3320.6784 | 1125.2882
| 3320.3285 | 1125.2882
| 3319.6799 | 1125.2882
| 3319.034 | 1125.2882
| 3318.3177 | 1125.2882
| 3317.3672 | 1125.2882
| 3316.6082 | 1125.2882
| 3315.7808 | 1125.2882
| 3315.0426 | 1125.2882
| 3314.0587 | 1125.2882
| 3313.3029 | 1125.2882
| 3312.7872 | 1125.2882
| 3312.2239 | 1125.2882
| 3311.6437 | 1125.2882
| 3310.9225 | 1125.2882
| 3310.4565 | 1125.2882
| 3310.004 | 1125.2882
| 3309.5818 | 1125.2882
| 3309.2725 | 1125.2882
| 3308.6862 | 1125.2882
| 3308.3085 | 1125.2882
| 3307.6651 | 1125.2882
| 3306.9647 | 1125.2882
| 3306.0053 | 1125.2882
| 3305.3907 | 1125.2882
| 3304.8308 | 1125.2882
| 3304.1464 | 1125.2882
| 3303.4931 | 1125.2882
| 3302.9758 | 1125.2882
| 3302.4419 | 1125.2882
| 3301.9437 | 1125.2882
| 3301.5479 | 1125.2882
| 3300.7649 | 1125.2882
| 3300.0748 | 1125.2882
| 3299.5729 | 1125.2882
| 3298.752 | 1125.2882
| 3297.9878 | 1125.2882
| 3297.0095 | 1125.2882
| 3296.3222 | 1125.2882
| 3295.477 | 1125.2882
| 3294.7736 | 1125.2882
| 3294.2006 | 1125.2882
| 3293.6573 | 1125.2882
| 3293.0812 | 1125.2882
| 3292.2624 | 1125.2882
| 3291.2252 | 1125.2882
| 3290.3068 | 1125.2882
| 3289.7184 | 1125.2882
| 3289.14 | 1125.2882
| 3288.4679 | 1125.2882
| 3287.6305 | 1125.2882
| 3287.0329 | 1125.2882
| 3286.4428 | 1125.2882
| 3285.752 | 1125.2882
| 3285.2798 | 1125.2882
| 3284.5964 | 1125.2882
| 3283.9834 | 1125.2882
| 3283.4796 | 1125.2882
| 3282.8571 | 1125.2882
| 3282.1848 | 1125.2882
| 3281.5486 | 1125.2882
| 3280.9973 | 1125.2882
| 3280.2631 | 1125.2882
| 3279.5467 | 1125.2882
| 3278.9012 | 1125.2882
| 3278.2632 | 1125.2882
| 3277.4829 | 1125.2882
| 3276.9629 | 1125.2882
| 3276.225 | 1125.2882
| 3275.8347 | 1125.2882
| 3275.2407 | 1125.2882
| 3274.4502 | 1125.2882
| 3273.9962 | 1125.2882
| 3273.542 | 1125.2882
| 3273.2248 | 1125.2882
| 3272.8105 | 1125.2882
| 3272.0926 | 1125.2882
| 3271.45 | 1125.2882
| 3271.0509 | 1125.2882
| 3270.3205 | 1125.2882
| 3270.0696 | 1125.2882
| 3269.6532 | 1125.2882
| 3269.1891 | 1125.2882
| 3268.571 | 1125.2882
| 3267.7798 | 1125.2882
| 3267.3425 | 1125.2882
| 3266.8802 | 1125.2882
| 3266.4029 | 1125.2882
| 3265.8451 | 1125.2882
| 3265.2059 | 1125.2882
| 3264.2943 | 1125.2882
| 3263.9287 | 1125.2882
| 3263.4754 | 1125.2882
| 3262.833 | 1125.2882
| 3262.192 | 1125.2882
| 3261.4997 | 1125.2882
| 3260.6847 | 1125.2882
| 3259.919 | 1125.2882
| 3259.4983 | 1125.2882
| 3258.8636 | 1125.2882
| 3258.4853 | 1125.2882
| 3257.5461 | 1125.2882
| 3256.9884 | 1125.2882
| 3256.3285 | 1125.2882
| 3255.8097 | 1125.2882
| 3255.3468 | 1125.2882
| 3255.0345 | 1125.2882
| 3254.3549 | 1125.2882
| 3253.6178 | 1125.2882
| 3252.8517 | 1125.2882
| 3252.489 | 1125.2882
| 3251.8525 | 1125.2882
| 3251.1576 | 1125.2882
| 3250.6172 | 1125.2882
| 3249.9105 | 1125.2882
| 3249.2669 | 1125.2882
| 3248.5292 | 1125.2882
| 3248.0016 | 1125.2882
| 3247.476 | 1125.2882
| 3247.0234 | 1125.2882
| 3246.0801 | 1125.2882
| 3245.6482 | 1125.2882
| 3245.201 | 1125.2882
| 3244.5988 | 1125.2882
| 3244.2653 | 1125.2882
| 3243.4212 | 1125.2882
| 3243.1444 | 1125.2882
| 3242.4245 | 1125.2882
| 3242.0487 | 1125.2882
| 3241.4299 | 1125.2882
| 3240.8401 | 1125.2882
| 3240.3807 | 1125.2882
| 3240.0828 | 1125.2882
| 3239.7961 | 1125.2882
| 3238.9642 | 1125.2882
| 3238.3689 | 1125.2882
| 3237.9266 | 1125.2882
| 3237.2349 | 1125.2882
| 3236.6162 | 1125.2882
| 3236.1605 | 1125.2882
| 3235.6185 | 1125.2882
| 3235.1126 | 1125.2882
| 3234.4505 | 1125.2882
| 3234.1102 | 1125.2882
| 3233.3896 | 1125.2882
| 3232.7435 | 1125.2882
| 3232.3425 | 1125.2882
| 3231.9302 | 1125.2882
| 3231.2851 | 1125.2882
| 3230.8538 | 1125.2882
| 3230.3567 | 1125.2882
| 3230.0342 | 1125.2882
| 3229.3278 | 1125.2882
| 3228.6982 | 1125.2882
| 3228.1667 | 1125.2882
| 3227.3655 | 1125.2882
| 3227.0239 | 1125.2882
| 3226.6159 | 1125.2882
| 3226.0123 | 1125.2882
| 3225.2661 | 1125.2882
| 3224.7481 | 1125.2882
| 3223.9636 | 1125.2882
| 3223.4609 | 1125.2882
| 3223.1689 | 1125.2882
| 3222.8251 | 1125.2882
| 3222.3121 | 1125.2882
| 3221.6362 | 1125.2882
| 3221.1915 | 1125.2882
| 3220.7432 | 1125.2882
| 3220.3426 | 1125.2882
| 3219.9681 | 1125.2882
| 3219.5527 | 1125.2882
| 3218.9279 | 1125.2882
| 3218.5514 | 1125.2882
| 3218.0701 | 1125.2882
| 3217.5311 | 1125.2882
| 3217.2108 | 1125.2882
| 3216.6975 | 1125.2882
| 3216.127 | 1125.2882
| 3215.6344 | 1125.2882
| 3215.2614 | 1125.2882
| 3214.7225 | 1125.2882
| 3214.2707 | 1125.2882
| 3213.9179 | 1125.2882
| 3213.5556 | 1125.2882
| 3213.14 | 1125.2882
| 3212.7574 | 1125.2882
| 3212.0469 | 1125.2882
| 3211.5331 | 1125.2882
| 3211.1887 | 1125.2882
| 3210.7435 | 1125.2882
| 3210.2401 | 1125.2882
| 3209.5649 | 1125.2882
| 3209.2335 | 1125.2882
| 3208.4565 | 1125.2882
| 3208.178 | 1125.2882
| 3207.3675 | 1125.2882
| 3206.9654 | 1125.2882
| 3206.6057 | 1125.2882
| 3206.1179 | 1125.2882
| 3205.7828 | 1125.2882
| 3205.3112 | 1125.2882
| 3204.7373 | 1125.2882
| 3204.4791 | 1125.2882
| 3204.0183 | 1125.2882
| 3203.4363 | 1125.2882
| 3203.0884 | 1125.2882
| 3202.3624 | 1125.2882
| 3201.8718 | 1125.2882
| 3201.5092 | 1125.2882
| 3201.0489 | 1125.2882
| 3200.4259 | 1125.2882
| 3199.6388 | 1125.2882
| 3199.2732 | 1125.2882
| 3198.758 | 1125.2882
| 3198.407 | 1125.2882
| 3198.0144 | 1125.2882
| 3197.6168 | 1125.2882
| 3196.802 | 1125.2882
| 3196.0378 | 1125.2882
| 3195.5817 | 1125.2882
| 3195.1387 | 1125.2882
| 3194.5449 | 1125.2882
| 3194.0071 | 1125.2882
| 3193.4002 | 1125.2882
| 3192.7419 | 1125.2882
| 3192.1922 | 1125.2882
| 3191.8023 | 1125.2882
| 3191.3146 | 1125.2882
| 3190.8906 | 1125.2882
| 3190.378 | 1125.2882
| 3189.9504 | 1125.2882
| 3189.6957 | 1125.2882
| 3189.2159 | 1125.2882
| 3188.9278 | 1125.2882
| 3188.3325 | 1125.2882
| 3187.6301 | 1125.2882
| 3187.1085 | 1125.2882
| 3186.4362 | 1125.2882
| 3185.6132 | 1125.2882
| 3185.2711 | 1125.2882
| 3184.9095 | 1125.2882
| 3184.4654 | 1125.2882
| 3184.0754 | 1125.2882
| 3183.709 | 1125.2882
| 3183.2412 | 1125.2882
| 3182.7334 | 1125.2882
| 3182.3312 | 1125.2882
| 3181.7063 | 1125.2882
| 3181.2377 | 1125.2882
| 3180.6449 | 1125.2882
| 3179.9166 | 1125.2882
| 3179.3408 | 1125.2882
| 3179.0078 | 1125.2882
| 3178.3933 | 1125.2882
| 3177.8125 | 1125.2882
| 3177.4535 | 1125.2882
| 3177.2524 | 1125.2882
| 3176.9812 | 1125.2882
| 3176.6187 | 1125.2882
| 3176.1818 | 1125.2882
| 3175.6787 | 1125.2882
| 3175.0978 | 1125.2882
| 3174.6461 | 1125.2882
| 3174.1185 | 1125.2882
| 3173.8455 | 1125.2882
| 3173.465 | 1125.2882
| 3173.1346 | 1125.2882
| 3172.7234 | 1125.2882
| 3172.2748 | 1125.2882
| 3171.7774 | 1125.2882
| 3171.5201 | 1125.2882
| 3171.0543 | 1125.2882
| 3170.5547 | 1125.2882
| 3170.2309 | 1125.2882
| 3169.8992 | 1125.2882
| 3169.5896 | 1125.2882
| 3169.0142 | 1125.2882
| 3168.5217 | 1125.2882
| 3168.1882 | 1125.2882
| 3167.6992 | 1125.2882
| 3167.2925 | 1125.2882
| 3166.8489 | 1125.2882
| 3166.549 | 1125.2882
| 3166.0478 | 1125.2882
| 3165.6213 | 1125.2882
| 3164.9993 | 1125.2882
| 3164.5205 | 1125.2882
| 3164.0736 | 1125.2882
| 3163.5325 | 1125.2882
| 3163.2265 | 1125.2882
| 3162.7732 | 1125.2882
| 3162.2221 | 1125.2882
| 3161.4986 | 1125.2882
| 3161.0337 | 1125.2882
| 3160.6752 | 1125.2882
| 3160.1846 | 1125.2882
| 3159.8212 | 1125.2882
| 3159.1978 | 1125.2882
| 3158.5175 | 1125.2882
| 3158.1372 | 1125.2882
| 3157.7315 | 1125.2882
| 3157.4342 | 1125.2882
| 3157.125 | 1125.2882
| 3156.8254 | 1125.2882
| 3156.4748 | 1125.2882
| 3155.9739 | 1125.2882
| 3155.5338 | 1125.2882
| 3155.2012 | 1125.2882
| 3154.8681 | 1125.2882
| 3154.2258 | 1125.2882
| 3153.8096 | 1125.2882
| 3153.4702 | 1125.2882
| 3153.1538 | 1125.2882
| 3152.8094 | 1125.2882
| 3152.1791 | 1125.2882
| 3151.7271 | 1125.2882
| 3150.9742 | 1125.2882
| 3150.6296 | 1125.2882
| 3150.166 | 1125.2882
| 3149.6991 | 1125.2882
| 3149.4729 | 1125.2882
| 3149.1287 | 1125.2882
| 3148.6602 | 1125.2882
| 3148.3521 | 1125.2882
| 3147.9822 | 1125.2882
| 3147.7241 | 1125.2882
| 3147.1376 | 1125.2882
| 3146.7875 | 1125.2882
| 3146.4263 | 1125.2882
| 3145.9292 | 1125.2882
| 3145.496 | 1125.2882
| 3145.1006 | 1125.2882
| 3144.5323 | 1125.2882
| 3144.2134 | 1125.2882
| 3143.8967 | 1125.2882
| 3143.4289 | 1125.2882
| 3142.9858 | 1125.2882
| 3142.6299 | 1125.2882
| 3142.361 | 1125.2882
| 3141.8033 | 1125.2882
| 3141.3933 | 1125.2882
| 3140.9831 | 1125.2882
| 3140.6205 | 1125.2882
| 3140.4311 | 1125.2882
| 3139.9578 | 1125.2882
| 3139.5021 | 1125.2882
| 3138.9524 | 1125.2882
| 3138.6055 | 1125.2882
| 3138.1216 | 1125.2882
| 3137.8147 | 1125.2882
| 3137.29 | 1125.2882
| 3136.9335 | 1125.2882
| 3136.3606 | 1125.2882
| 3135.9444 | 1125.2882
| 3135.6389 | 1125.2882
| 3135.3351 | 1125.2882
| 3135.0703 | 1125.2882
| 3134.5953 | 1125.2882
| 3134.2718 | 1125.2882
| 3133.6781 | 1125.2882
| 3133.3846 | 1125.2882
| 3132.9966 | 1125.2882
| 3132.7664 | 1125.2882
| 3132.4832 | 1125.2882
| 3132.0939 | 1125.2882
| 3131.6848 | 1125.2882
| 3131.2481 | 1125.2882
| 3131.0133 | 1125.2882
| 3130.6952 | 1125.2882
| 3130.2493 | 1125.2882
| 3129.7805 | 1125.2882
| 3129.2866 | 1125.2882
| 3128.9149 | 1125.2882
| 3128.6184 | 1125.2882
| 3128.2444 | 1125.2882
| 3127.8203 | 1125.2882
| 3127.3703 | 1125.2882
| 3126.9887 | 1125.2882
| 3126.4974 | 1125.2882
| 3125.9236 | 1125.2882
| 3125.4054 | 1125.2882
| 3125.0701 | 1125.2882
| 3124.6268 | 1125.2882
| 3124.3465 | 1125.2882
| 3123.9864 | 1125.2882
| 3123.6021 | 1125.2882
| 3123.2655 | 1125.2882
| 3122.8303 | 1125.2882
| 3122.3725 | 1125.2882
| 3122.0452 | 1125.2882
| 3121.5979 | 1125.2882
| 3121.2657 | 1125.2882
| 3120.7708 | 1125.2882
| 3120.3648 | 1125.2882
| 3119.9439 | 1125.2882
| 3119.3906 | 1125.2882
| 3119.0756 | 1125.2882
| 3118.8136 | 1125.2882
| 3118.2106 | 1125.2882
| 3117.7945 | 1125.2882
| 3117.4679 | 1125.2882
| 3117.1019 | 1125.2882
| 3116.5872 | 1125.2882
| 3116.1183 | 1125.2882
| 3115.6495 | 1125.2882
| 3115.4133 | 1125.2882
| 3114.8599 | 1125.2882
| 3114.4639 | 1125.2882
| 3114.1577 | 1125.2882
| 3113.802 | 1125.2882
| 3113.3764 | 1125.2882
| 3112.9214 | 1125.2882
| 3112.7544 | 1125.2882
| 3112.3089 | 1125.2882
| 3111.7147 | 1125.2882
| 3111.5448 | 1125.2882
| 3110.8889 | 1125.2882
| 3110.6994 | 1125.2882
| 3110.2521 | 1125.2882
| 3110.0323 | 1125.2882
| 3109.8121 | 1125.2882
| 3109.5093 | 1125.2882
| 3109.2677 | 1125.2882
| 3108.9564 | 1125.2882
| 3108.5038 | 1125.2882
| 3108.0562 | 1125.2882
| 3107.7245 | 1125.2882
| 3107.4877 | 1125.2882
| 3107.1555 | 1125.2882
| 3106.7124 | 1125.2882
| 3106.3905 | 1125.2882
| 3106.0429 | 1125.2882
| 3105.6779 | 1125.2882
| 3105.3416 | 1125.2882
| 3105.0107 | 1125.2882
| 3104.7854 | 1125.2882
| 3104.3072 | 1125.2882
| 3104.1122 | 1125.2882
| 3103.8302 | 1125.2882
| 3103.3962 | 1125.2882
| 3103.0585 | 1125.2882
| 3102.7368 | 1125.2882
| 3102.3886 | 1125.2882
| 3101.8567 | 1125.2882
| 3101.6147 | 1125.2882
| 3101.3301 | 1125.2882
| 3101.0373 | 1125.2882
| 3100.5221 | 1125.2882
| 3100.1154 | 1125.2882
| 3099.6542 | 1125.2882
| 3099.0721 | 1125.2882
| 3098.6698 | 1125.2882
| 3098.4093 | 1125.2882
| 3098.0793 | 1125.2882
| 3097.7823 | 1125.2882
| 3097.3352 | 1125.2882
| 3097.1156 | 1125.2882
| 3096.5642 | 1125.2882
| 3096.1255 | 1125.2882
| 3095.5162 | 1125.2882
| 3095.1145 | 1125.2882
| 3094.7718 | 1125.2882
| 3094.4446 | 1125.2882
| 3094.1988 | 1125.2882
| 3093.7693 | 1125.2882
| 3093.5283 | 1125.2882
| 3093.1838 | 1125.2882
| 3092.7249 | 1125.2882
| 3092.3066 | 1125.2882
| 3092.0129 | 1125.2882
| 3091.7805 | 1125.2882
| 3091.4825 | 1125.2882
| 3090.9457 | 1125.2882
| 3090.7485 | 1125.2882
| 3090.4765 | 1125.2882
| 3090.0728 | 1125.2882
| 3089.5654 | 1125.2882
| 3089.1692 | 1125.2882
| 3088.9847 | 1125.2882
| 3088.818 | 1125.2882
| 3088.5184 | 1125.2882
| 3088.1457 | 1125.2882
| 3087.8825 | 1125.2882
| 3087.5759 | 1125.2882
| 3087.3074 | 1125.2882
| 3086.9161 | 1125.2882
| 3086.608 | 1125.2882
| 3086.3705 | 1125.2882
| 3086.0689 | 1125.2882
| 3085.7911 | 1125.2882
| 3085.2904 | 1125.2882
| 3085.0205 | 1125.2882
| 3084.5139 | 1125.2882
| 3084.287 | 1125.2882
| 3084.1045 | 1125.2882
| 3083.8085 | 1125.2882
| 3083.5106 | 1125.2882
| 3083.1919 | 1125.2882
| 3082.8988 | 1125.2882
| 3082.5585 | 1125.2882
| 3082.3985 | 1125.2882
| 3082.0911 | 1125.2882
| 3081.8687 | 1125.2882
| 3081.602 | 1125.2882
| 3081.0416 | 1125.2882
| 3080.6278 | 1125.2882
| 3080.1653 | 1125.2882
| 3079.7921 | 1125.2882
| 3079.3987 | 1125.2882
| 3078.9722 | 1125.2882
| 3078.5538 | 1125.2882
| 3078.1701 | 1125.2882
| 3077.7644 | 1125.2882
| 3077.3264 | 1125.2882
| 3077.0949 | 1125.2882
| 3076.8139 | 1125.2882
| 3076.6479 | 1125.2882
| 3076.4052 | 1125.2882
| 3076.0548 | 1125.2882
| 3075.6877 | 1125.2882
| 3075.2515 | 1125.2882
| 3075.0209 | 1125.2882
| 3074.5332 | 1125.2882
| 3074.1748 | 1125.2882
| 3073.7766 | 1125.2882
| 3073.4545 | 1125.2882
| 3072.8415 | 1125.2882
| 3072.5365 | 1125.2882
| 3072.2419 | 1125.2882
| 3071.9204 | 1125.2882
| 3071.4663 | 1125.2882
| 3071.1663 | 1125.2882
| 3070.8171 | 1125.2882
| 3070.4822 | 1125.2882
| 3070.0272 | 1125.2882
| 3069.6413 | 1125.2882
| 3069.4062 | 1125.2882
| 3069.021 | 1125.2882
| 3068.5853 | 1125.2882
| 3068.3118 | 1125.2882
| 3067.9975 | 1125.2882
| 3067.6947 | 1125.2882
| 3067.4822 | 1125.2882
| 3067.1673 | 1125.2882
| 3066.8237 | 1125.2882
| 3066.5338 | 1125.2882
| 3066.353 | 1125.2882
| 3066.0566 | 1125.2882
| 3065.706 | 1125.2882
| 3065.4186 | 1125.2882
| 3065.2648 | 1125.2882
| 3064.9682 | 1125.2882
| 3064.5269 | 1125.2882
| 3064.3065 | 1125.2882
| 3063.9845 | 1125.2882
| 3063.7137 | 1125.2882
| 3063.2206 | 1125.2882
| 3062.8 | 1125.2882
| 3062.4234 | 1125.2882
| 3062.0221 | 1125.2882
| 3061.7343 | 1125.2882
| 3061.5864 | 1125.2882
| 3061.2416 | 1125.2882
| 3061.017 | 1125.2882
| 3060.6255 | 1125.2882
| 3060.266 | 1125.2882
| 3059.9533 | 1125.2882
| 3059.6199 | 1125.2882
| 3059.4363 | 1125.2882
| 3058.9091 | 1125.2882
| 3058.603 | 1125.2882
| 3058.2066 | 1125.2882
| 3057.7693 | 1125.2882
| 3057.5192 | 1125.2882
| 3057.0837 | 1125.2882
| 3056.7629 | 1125.2882
| 3056.3475 | 1125.2882
| 3056.0557 | 1125.2882
| 3055.7703 | 1125.2882
| 3055.303 | 1125.2882
| 3054.9925 | 1125.2882
| 3054.5933 | 1125.2882
| 3054.3065 | 1125.2882
| 3054.1253 | 1125.2882
| 3053.8575 | 1125.2882
| 3053.5469 | 1125.2882
| 3053.1765 | 1125.2882
| 3052.8365 | 1125.2882
| 3052.5704 | 1125.2882
| 3052.3008 | 1125.2882
| 3051.8991 | 1125.2882
| 3051.4115 | 1125.2882
| 3051.122 | 1125.2882
| 3050.7892 | 1125.2882
| 3050.5934 | 1125.2882
| 3050.1795 | 1125.2882
| 3049.9198 | 1125.2882
| 3049.5698 | 1125.2882
| 3049.2484 | 1125.2882
| 3048.7372 | 1125.2882
| 3048.4357 | 1125.2882
| 3048.1125 | 1125.2882
| 3047.7662 | 1125.2882
| 3047.4688 | 1125.2882
| 3047.1925 | 1125.2882
| 3046.8119 | 1125.2882
| 3046.4178 | 1125.2882
| 3046.1628 | 1125.2882
| 3045.7788 | 1125.2882
| 3045.4264 | 1125.2882
| 3045.0862 | 1125.2882
| 3044.8426 | 1125.2882
| 3044.4988 | 1125.2882
| 3044.1476 | 1125.2882
| 3043.8843 | 1125.2882
| 3043.6147 | 1125.2882
| 3043.2893 | 1125.2882
| 3042.9512 | 1125.2882
| 3042.5904 | 1125.2882
| 3042.1669 | 1125.2882
| 3041.7884 | 1125.2882
| 3041.428 | 1125.2882
| 3041.1725 | 1125.2882
| 3040.9846 | 1125.2882
| 3040.6626 | 1125.2882
| 3040.491 | 1125.2882
| 3040.0777 | 1125.2882
| 3039.7403 | 1125.2882
| 3039.4565 | 1125.2882
| 3039.1429 | 1125.2882
| 3038.8475 | 1125.2882
| 3038.5068 | 1125.2882
| 3038.1854 | 1125.2882
| 3037.8765 | 1125.2882
| 3037.5381 | 1125.2882
| 3037.3315 | 1125.2882
| 3036.9633 | 1125.2882
| 3036.7614 | 1125.2882
| 3036.558 | 1125.2882
| 3036.199 | 1125.2882
| 3035.8174 | 1125.2882
| 3035.4318 | 1125.2882
| 3035.1168 | 1125.2882
| 3034.8662 | 1125.2882
| 3034.5222 | 1125.2882
| 3034.2921 | 1125.2882
| 3034.0539 | 1125.2882
| 3033.5849 | 1125.2882
| 3033.3277 | 1125.2882
| 3032.9785 | 1125.2882
| 3032.7956 | 1125.2882
| 3032.3962 | 1125.2882
| 3032.105 | 1125.2882
| 3031.7116 | 1125.2882
| 3031.4419 | 1125.2882
| 3030.9687 | 1125.2882
| 3030.6683 | 1125.2882
| 3030.3491 | 1125.2882
| 3030.0512 | 1125.2882
| 3029.5919 | 1125.2882
| 3029.3864 | 1125.2882
| 3029.027 | 1125.2882
| 3028.5381 | 1125.2882
| 3028.3182 | 1125.2882
| 3028.019 | 1125.2882
| 3027.8 | 1125.2882
| 3027.3866 | 1125.2882
| 3027.0915 | 1125.2882
| 3026.8247 | 1125.2882
| 3026.6688 | 1125.2882
| 3026.4393 | 1125.2882
| 3026.1676 | 1125.2882
| 3025.855 | 1125.2882
| 3025.6231 | 1125.2882
| 3025.2718 | 1125.2882
| 3025.0633 | 1125.2882
| 3024.9197 | 1125.2882
| 3024.6761 | 1125.2882
| 3024.3841 | 1125.2882
| 3023.9449 | 1125.2882
| 3023.6846 | 1125.2882
| 3023.537 | 1125.2882
| 3023.2493 | 1125.2882
| 3022.8531 | 1125.2882
| 3022.5693 | 1125.2882
| 3022.2521 | 1125.2882
| 3021.8058 | 1125.2882
| 3021.5849 | 1125.2882
| 3021.3662 | 1125.2882
| 3021.1257 | 1125.2882
| 3020.8862 | 1125.2882
| 3020.4926 | 1125.2882
| 3020.2508 | 1125.2882
| 3019.9592 | 1125.2882
| 3019.5389 | 1125.2882
| 3019.2405 | 1125.2882
| 3019.0089 | 1125.2882
| 3018.834 | 1125.2882
| 3018.5026 | 1125.2882
| 3018.2236 | 1125.2882
| 3017.9683 | 1125.2882
| 3017.6383 | 1125.2882
| 3017.364 | 1125.2882
| 3017.1632 | 1125.2882
| 3016.9043 | 1125.2882
| 3016.5457 | 1125.2882
| 3016.0903 | 1125.2882
| 3015.846 | 1125.2882
| 3015.6414 | 1125.2882
| 3015.2764 | 1125.2882
| 3014.74 | 1125.2882
| 3014.5419 | 1125.2882
| 3014.3638 | 1125.2882
| 3014.1435 | 1125.2882
| 3013.7621 | 1125.2882
| 3013.5077 | 1125.2882
| 3013.1875 | 1125.2882
| 3012.8587 | 1125.2882
| 3012.618 | 1125.2882
| 3012.3818 | 1125.2882
| 3012.064 | 1125.2882
| 3011.8344 | 1125.2882
| 3011.521 | 1125.2882
| 3011.3431 | 1125.2882
| 3011.119 | 1125.2882
| 3010.7311 | 1125.2882
| 3010.4295 | 1125.2882
| 3009.908 | 1125.2882
| 3009.4863 | 1125.2882
| 3009.0638 | 1125.2882
| 3008.7837 | 1125.2882
| 3008.5863 | 1125.2882
| 3008.3586 | 1125.2882
| 3008.0388 | 1125.2882
| 3007.7824 | 1125.2882
| 3007.4441 | 1125.2882
| 3007.2309 | 1125.2882
| 3006.8583 | 1125.2882
| 3006.612 | 1125.2882
| 3006.4059 | 1125.2882
| 3006.2425 | 1125.2882
| 3005.7813 | 1125.2882
| 3005.5723 | 1125.2882
| 3005.3883 | 1125.2882
| 3005.0722 | 1125.2882
| 3004.7468 | 1125.2882
| 3004.3588 | 1125.2882
| 3004.1528 | 1125.2882
| 3003.9299 | 1125.2882
| 3003.7085 | 1125.2882
| 3003.515 | 1125.2882
| 3003.1575 | 1125.2882
| 3002.8058 | 1125.2882
| 3002.4838 | 1125.2882
| 3002.2267 | 1125.2882
| 3001.9597 | 1125.2882
| 3001.4462 | 1125.2882
| 3001.2135 | 1125.2882
| 3000.9741 | 1125.2882
| 3000.7499 | 1125.2882
| 3000.5966 | 1125.2882
| 3000.4324 | 1125.2882
| 3000.1676 | 1125.2882
| 2999.8746 | 1125.2882
| 2999.6096 | 1125.2882
| 2999.3111 | 1125.2882
| 2999.0821 | 1125.2882
| 2998.8592 | 1125.2882
| 2998.6089 | 1125.2882
| 2998.3863 | 1125.2882
| 2997.9933 | 1125.2882
| 2997.6906 | 1125.2882
| 2997.4657 | 1125.2882
| 2997.1764 | 1125.2882
| 2996.9281 | 1125.2882
| 2996.7517 | 1125.2882
| 2996.4845 | 1125.2882
| 2996.3663 | 1125.2882
| 2995.9148 | 1125.2882
| 2995.7171 | 1125.2882
| 2995.5597 | 1125.2882
| 2995.1867 | 1125.2882
| 2994.9619 | 1125.2882
| 2994.7662 | 1125.2882
| 2994.5124 | 1125.2882
| 2994.2131 | 1125.2882
| 2993.8101 | 1125.2882
| 2993.493 | 1125.2882
| 2993.3034 | 1125.2882
| 2992.9525 | 1125.2882
| 2992.4527 | 1125.2882
| 2992.2463 | 1125.2882
| 2992.0502 | 1125.2882
| 2991.8723 | 1125.2882
| 2991.5097 | 1125.2882
| 2991.1828 | 1125.2882
| 2990.9061 | 1125.2882
| 2990.6448 | 1125.2882
| 2990.4192 | 1125.2882
| 2990.1635 | 1125.2882
| 2989.7695 | 1125.2882
| 2989.4216 | 1125.2882
| 2989.2395 | 1125.2882
| 2988.9046 | 1125.2882
| 2988.7421 | 1125.2882
| 2988.4443 | 1125.2882
| 2988.1412 | 1125.2882
| 2987.8099 | 1125.2882
| 2987.5236 | 1125.2882
| 2987.177 | 1125.2882
| 2986.9459 | 1125.2882
| 2986.5671 | 1125.2882
| 2986.298 | 1125.2882
| 2986.1449 | 1125.2882
| 2985.8848 | 1125.2882
| 2985.6356 | 1125.2882
| 2985.3065 | 1125.2882
| 2985.1076 | 1125.2882
| 2984.802 | 1125.2882
| 2984.5572 | 1125.2882
| 2984.2915 | 1125.2882
| 2984.0425 | 1125.2882
| 2983.6842 | 1125.2882
| 2983.4193 | 1125.2882
| 2983.2124 | 1125.2882
| 2983.0194 | 1125.2882
| 2982.7154 | 1125.2882
| 2982.5485 | 1125.2882
| 2982.2539 | 1125.2882
| 2981.8345 | 1125.2882
| 2981.5614 | 1125.2882
| 2981.2796 | 1125.2882
| 2981.0762 | 1125.2882
| 2980.8873 | 1125.2882
| 2980.6464 | 1125.2882
| 2980.3295 | 1125.2882
| 2980.0817 | 1125.2882
| 2979.8286 | 1125.2882
| 2979.4718 | 1125.2882
| 2978.9884 | 1125.2882
| 2978.7518 | 1125.2882
| 2978.5353 | 1125.2882
| 2978.3449 | 1125.2882
| 2978.04 | 1125.2882
| 2977.7536 | 1125.2882
| 2977.434 | 1125.2882
| 2977.1572 | 1125.2882
| 2976.7848 | 1125.2882
| 2976.5388 | 1125.2882
| 2975.9912 | 1125.2882
| 2975.7918 | 1125.2882
| 2975.4621 | 1125.2882
| 2975.2336 | 1125.2882
| 2975.0799 | 1125.2882
| 2974.8489 | 1125.2882
| 2974.4502 | 1125.2882
| 2974.0833 | 1125.2882
| 2973.9003 | 1125.2882
| 2973.6832 | 1125.2882
| 2973.4674 | 1125.2882
| 2973.3265 | 1125.2882
| 2973.0593 | 1125.2882
| 2972.8017 | 1125.2882
| 2972.5941 | 1125.2882
| 2972.3583 | 1125.2882
| 2972.0514 | 1125.2882
| 2971.6367 | 1125.2882
| 2971.4886 | 1125.2882
| 2971.085 | 1125.2882
| 2970.9142 | 1125.2882
| 2970.7903 | 1125.2882
| 2970.5158 | 1125.2882
| 2970.1935 | 1125.2882
| 2969.9128 | 1125.2882
| 2969.5895 | 1125.2882
| 2969.4101 | 1125.2882
| 2969.1167 | 1125.2882
| 2968.9494 | 1125.2882
| 2968.7352 | 1125.2882
| 2968.4229 | 1125.2882
| 2968.1167 | 1125.2882
| 2967.8711 | 1125.2882
| 2967.6152 | 1125.2882
| 2967.3512 | 1125.2882
| 2967.0315 | 1125.2882
| 2966.7417 | 1125.2882
| 2966.3924 | 1125.2882
| 2966.1834 | 1125.2882
| 2965.9466 | 1125.2882
| 2965.7128 | 1125.2882
| 2965.5135 | 1125.2882
| 2965.3324 | 1125.2882
| 2965.0379 | 1125.2882
| 2964.7401 | 1125.2882
| 2964.5353 | 1125.2882
| 2964.1844 | 1125.2882
| 2963.8894 | 1125.2882
| 2963.6263 | 1125.2882
| 2963.4043 | 1125.2882
| 2963.1512 | 1125.2882
| 2962.9026 | 1125.2882
| 2962.5794 | 1125.2882
| 2962.3849 | 1125.2882
| 2962.1017 | 1125.2882
| 2961.8983 | 1125.2882
| 2961.7459 | 1125.2882
| 2961.417 | 1125.2882
| 2961.0286 | 1125.2882
| 2960.793 | 1125.2882
| 2960.5294 | 1125.2882
| 2960.2727 | 1125.2882
| 2960.0284 | 1125.2882
| 2959.8345 | 1125.2882
| 2959.556 | 1125.2882
| 2959.3349 | 1125.2882
| 2959.1899 | 1125.2882
| 2958.8579 | 1125.2882
| 2958.6997 | 1125.2882
| 2958.4429 | 1125.2882
| 2958.1368 | 1125.2882
| 2957.8513 | 1125.2882
| 2957.557 | 1125.2882
| 2957.1449 | 1125.2882
| 2956.8198 | 1125.2882
| 2956.6752 | 1125.2882
| 2956.4618 | 1125.2882
| 2956.2151 | 1125.2882
| 2955.9214 | 1125.2882
| 2955.6996 | 1125.2882
| 2955.5731 | 1125.2882
| 2955.1186 | 1125.2882
| 2954.7824 | 1125.2882
| 2954.5228 | 1125.2882
| 2954.2482 | 1125.2882
| 2953.7451 | 1125.2882
| 2953.4473 | 1125.2882
| 2953.2147 | 1125.2882
| 2952.8128 | 1125.2882
| 2952.5101 | 1125.2882
| 2952.2118 | 1125.2882
| 2951.9778 | 1125.2882
| 2951.7425 | 1125.2882
| 2951.5076 | 1125.2882
| 2951.2348 | 1125.2882
| 2950.9292 | 1125.2882
| 2950.5112 | 1125.2882
| 2950.2028 | 1125.2882
| 2949.9302 | 1125.2882
| 2949.7336 | 1125.2882
| 2949.4253 | 1125.2882
| 2949.2571 | 1125.2882
| 2948.9574 | 1125.2882
| 2948.8049 | 1125.2882
| 2948.6099 | 1125.2882
| 2948.4013 | 1125.2882
| 2948.221 | 1125.2882
| 2947.7562 | 1125.2882
| 2947.4764 | 1125.2882
| 2947.166 | 1125.2882
| 2946.9496 | 1125.2882
| 2946.7284 | 1125.2882
| 2946.5393 | 1125.2882
| 2946.1118 | 1125.2882
| 2945.9794 | 1125.2882
| 2945.6998 | 1125.2882
| 2945.516 | 1125.2882
| 2945.2794 | 1125.2882
| 2945.1321 | 1125.2882
| 2944.8617 | 1125.2882
| 2944.5579 | 1125.2882
| 2944.321 | 1125.2882
| 2944.0303 | 1125.2882
| 2943.7337 | 1125.2882
| 2943.4359 | 1125.2882
| 2943.2599 | 1125.2882
| 2943.0217 | 1125.2882
| 2942.7621 | 1125.2882
| 2942.4691 | 1125.2882
| 2942.1774 | 1125.2882
| 2942.0586 | 1125.2882
| 2941.8353 | 1125.2882
| 2941.5627 | 1125.2882
| 2941.4102 | 1125.2882
| 2941.1859 | 1125.2882
| 2941.0006 | 1125.2882
| 2940.8068 | 1125.2882
| 2940.496 | 1125.2882
| 2940.2594 | 1125.2882
| 2939.9853 | 1125.2882
| 2939.7211 | 1125.2882
| 2939.3093 | 1125.2882
| 2939.088 | 1125.2882
| 2938.8507 | 1125.2882
| 2938.5997 | 1125.2882
| 2938.3896 | 1125.2882
| 2938.124 | 1125.2882
| 2937.8307 | 1125.2882
| 2937.6368 | 1125.2882
| 2937.372 | 1125.2882
| 2937.2425 | 1125.2882
| 2936.9983 | 1125.2882
| 2936.8259 | 1125.2882
| 2936.7065 | 1125.2882
| 2936.4692 | 1125.2882
| 2936.0848 | 1125.2882
| 2935.9037 | 1125.2882
| 2935.7382 | 1125.2882
| 2935.5162 | 1125.2882
| 2935.3839 | 1125.2882
| 2935.2172 | 1125.2882
| 2934.8838 | 1125.2882
| 2934.7242 | 1125.2882
| 2934.4111 | 1125.2882
| 2934.0179 | 1125.2882
| 2933.9189 | 1125.2882
| 2933.7251 | 1125.2882
| 2933.2818 | 1125.2882
| 2933.063 | 1125.2882
| 2932.8503 | 1125.2882
| 2932.5079 | 1125.2882
| 2932.2956 | 1125.2882
| 2932.1384 | 1125.2882
| 2931.9271 | 1125.2882
| 2931.6097 | 1125.2882
| 2931.4217 | 1125.2882
| 2931.2081 | 1125.2882
| 2930.8748 | 1125.2882
| 2930.7353 | 1125.2882
| 2930.501 | 1125.2882
| 2930.3161 | 1125.2882
| 2930.0284 | 1125.2882
| 2929.7114 | 1125.2882
| 2929.6013 | 1125.2882
| 2929.349 | 1125.2882
| 2929.0814 | 1125.2882
| 2928.8108 | 1125.2882
| 2928.5779 | 1125.2882
| 2928.3189 | 1125.2882
| 2928.2082 | 1125.2882
| 2927.9529 | 1125.2882
| 2927.7955 | 1125.2882
| 2927.6519 | 1125.2882
| 2927.5192 | 1125.2882
| 2927.3499 | 1125.2882
| 2927.2125 | 1125.2882
| 2926.9701 | 1125.2882
| 2926.668 | 1125.2882
| 2926.3589 | 1125.2882
| 2926.0492 | 1125.2882
| 2925.9213 | 1125.2882
| 2925.8103 | 1125.2882
| 2925.6314 | 1125.2882
| 2925.3912 | 1125.2882
| 2925.2287 | 1125.2882
| 2924.8417 | 1125.2882
| 2924.4243 | 1125.2882
| 2924.153 | 1125.2882
| 2923.8791 | 1125.2882
| 2923.5881 | 1125.2882
| 2923.2435 | 1125.2882
| 2923.0315 | 1125.2882
| 2922.8493 | 1125.2882
| 2922.6702 | 1125.2882
| 2922.3696 | 1125.2882
| 2922.2002 | 1125.2882
| 2921.9414 | 1125.2882
| 2921.6165 | 1125.2882
| 2921.3199 | 1125.2882
| 2921.1385 | 1125.2882
| 2920.8537 | 1125.2882
| 2920.6207 | 1125.2882
| 2920.4302 | 1125.2882
| 2920.2652 | 1125.2882
| 2920.1737 | 1125.2882
| 2919.855 | 1125.2882
| 2919.529 | 1125.2882
| 2919.2207 | 1125.2882
| 2919.0288 | 1125.2882
| 2918.9149 | 1125.2882
| 2918.6545 | 1125.2882
| 2918.4082 | 1125.2882
| 2918.1689 | 1125.2882
| 2917.9291 | 1125.2882
| 2917.774 | 1125.2882
| 2917.564 | 1125.2882
| 2917.317 | 1125.2882
| 2916.9948 | 1125.2882
| 2916.8308 | 1125.2882
| 2916.557 | 1125.2882
| 2916.2213 | 1125.2882
| 2916.0491 | 1125.2882
| 2915.8533 | 1125.2882
| 2915.5744 | 1125.2882
| 2915.2762 | 1125.2882
| 2915.0914 | 1125.2882
| 2914.8845 | 1125.2882
| 2914.644 | 1125.2882
| 2914.4477 | 1125.2882
| 2914.1609 | 1125.2882
| 2913.8956 | 1125.2882
| 2913.6593 | 1125.2882
| 2913.3286 | 1125.2882
| 2913.0836 | 1125.2882
| 2912.9258 | 1125.2882
| 2912.6597 | 1125.2882
| 2912.4242 | 1125.2882
| 2912.1593 | 1125.2882
| 2911.9426 | 1125.2882
| 2911.727 | 1125.2882
| 2911.4937 | 1125.2882
| 2911.2436 | 1125.2882
| 2911.0871 | 1125.2882
| 2910.8978 | 1125.2882
| 2910.6651 | 1125.2882
| 2910.3948 | 1125.2882
| 2910.1864 | 1125.2882
| 2909.9475 | 1125.2882
| 2909.7903 | 1125.2882
| 2909.5696 | 1125.2882
| 2909.3803 | 1125.2882
| 2909.0656 | 1125.2882
| 2908.9329 | 1125.2882
| 2908.661 | 1125.2882
| 2908.5053 | 1125.2882
| 2908.2277 | 1125.2882
| 2908.0732 | 1125.2882
| 2907.9533 | 1125.2882
| 2907.8415 | 1125.2882
| 2907.5645 | 1125.2882
| 2907.4085 | 1125.2882
| 2907.2136 | 1125.2882
| 2906.9573 | 1125.2882
| 2906.8491 | 1125.2882
| 2906.6452 | 1125.2882
| 2906.3885 | 1125.2882
| 2906.0579 | 1125.2882
| 2905.7768 | 1125.2882
| 2905.537 | 1125.2882
| 2905.2569 | 1125.2882
| 2905.0899 | 1125.2882
| 2904.8837 | 1125.2882
| 2904.7378 | 1125.2882
| 2904.5042 | 1125.2882
| 2904.3334 | 1125.2882
| 2904.209 | 1125.2882
| 2903.942 | 1125.2882
| 2903.6965 | 1125.2882
| 2903.2971 | 1125.2882
| 2903.0235 | 1125.2882
| 2902.8248 | 1125.2882
| 2902.6468 | 1125.2882
| 2902.3211 | 1125.2882
| 2902.1508 | 1125.2882
| 2901.8989 | 1125.2882
| 2901.6916 | 1125.2882
| 2901.541 | 1125.2882
| 2901.3623 | 1125.2882
| 2901.1037 | 1125.2882
| 2900.8404 | 1125.2882
| 2900.5726 | 1125.2882
| 2900.211 | 1125.2882
| 2899.9785 | 1125.2882
| 2899.8293 | 1125.2882
| 2899.7116 | 1125.2882
| 2899.4067 | 1125.2882
| 2899.1196 | 1125.2882
| 2898.8492 | 1125.2882
| 2898.665 | 1125.2882
| 2898.4345 | 1125.2882
| 2898.1392 | 1125.2882
| 2897.9285 | 1125.2882
| 2897.7364 | 1125.2882
| 2897.4259 | 1125.2882
| 2897.237 | 1125.2882
| 2896.9385 | 1125.2882
| 2896.6462 | 1125.2882
| 2896.3089 | 1125.2882
| 2896.1076 | 1125.2882
| 2895.8774 | 1125.2882
| 2895.7267 | 1125.2882
| 2895.507 | 1125.2882
| 2895.1965 | 1125.2882
| 2894.9621 | 1125.2882
| 2894.8376 | 1125.2882
| 2894.5773 | 1125.2882
| 2894.2833 | 1125.2882
| 2894.1201 | 1125.2882
| 2893.851 | 1125.2882
| 2893.5697 | 1125.2882
| 2893.3564 | 1125.2882
| 2893.1407 | 1125.2882
| 2892.9163 | 1125.2882
| 2892.6713 | 1125.2882
| 2892.3983 | 1125.2882
| 2892.1027 | 1125.2882
| 2891.7547 | 1125.2882
| 2891.4734 | 1125.2882
| 2891.2694 | 1125.2882
| 2890.9685 | 1125.2882
| 2890.6418 | 1125.2882
| 2890.3672 | 1125.2882
| 2890.0322 | 1125.2882
| 2889.837 | 1125.2882
| 2889.6899 | 1125.2882
| 2889.4814 | 1125.2882
| 2889.1668 | 1125.2882
| 2888.8909 | 1125.2882
| 2888.7805 | 1125.2882
| 2888.6406 | 1125.2882
| 2888.4062 | 1125.2882
| 2888.2348 | 1125.2882
| 2888.0545 | 1125.2882
| 2887.9202 | 1125.2882
| 2887.7712 | 1125.2882
| 2887.5157 | 1125.2882
| 2887.331 | 1125.2882
| 2887.1998 | 1125.2882
| 2886.9885 | 1125.2882
| 2886.76 | 1125.2882
| 2886.5746 | 1125.2882
| 2886.3264 | 1125.2882
| 2886.1011 | 1125.2882
| 2885.9049 | 1125.2882
| 2885.6138 | 1125.2882
| 2885.3374 | 1125.2882
| 2885.1672 | 1125.2882
| 2884.867 | 1125.2882
| 2884.5703 | 1125.2882
| 2884.3435 | 1125.2882
| 2884.0911 | 1125.2882
| 2883.9311 | 1125.2882
| 2883.7185 | 1125.2882
| 2883.5721 | 1125.2882
| 2883.3702 | 1125.2882
| 2883.1282 | 1125.2882
| 2882.9833 | 1125.2882
| 2882.7529 | 1125.2882
| 2882.5468 | 1125.2882
| 2882.3721 | 1125.2882
| 2882.1446 | 1125.2882
| 2881.8882 | 1125.2882
| 2881.7409 | 1125.2882
| 2881.5295 | 1125.2882
| 2881.3696 | 1125.2882
| 2881.0731 | 1125.2882
| 2880.9012 | 1125.2882
| 2880.6349 | 1125.2882
| 2880.3965 | 1125.2882
| 2880.2446 | 1125.2882
| 2879.8938 | 1125.2882
| 2879.6673 | 1125.2882
| 2879.4906 | 1125.2882
| 2879.3878 | 1125.2882
| 2879.2021 | 1125.2882
| 2878.9141 | 1125.2882
| 2878.7214 | 1125.2882
| 2878.4866 | 1125.2882
| 2878.3256 | 1125.2882
| 2878.1402 | 1125.2882
| 2878.0084 | 1125.2882
| 2877.8041 | 1125.2882
| 2877.5164 | 1125.2882
| 2877.3765 | 1125.2882
| 2877.1656 | 1125.2882
| 2877.0404 | 1125.2882
| 2876.8477 | 1125.2882
| 2876.6759 | 1125.2882
| 2876.4952 | 1125.2882
| 2876.3872 | 1125.2882
| 2876.1953 | 1125.2882
| 2875.9681 | 1125.2882
| 2875.7587 | 1125.2882
| 2875.5099 | 1125.2882
| 2875.3437 | 1125.2882
| 2875.2767 | 1125.2882
| 2875.0537 | 1125.2882
| 2874.9637 | 1125.2882
| 2874.8498 | 1125.2882
| 2874.5605 | 1125.2882
| 2874.4029 | 1125.2882
| 2874.1768 | 1125.2882
| 2873.8943 | 1125.2882
| 2873.7351 | 1125.2882
| 2873.5668 | 1125.2882
| 2873.349 | 1125.2882
| 2873.1204 | 1125.2882
| 2872.7888 | 1125.2882
| 2872.5054 | 1125.2882
| 2872.302 | 1125.2882
| 2872.0405 | 1125.2882
| 2871.7693 | 1125.2882
| 2871.5797 | 1125.2882
| 2871.3752 | 1125.2882
| 2871.2064 | 1125.2882
| 2870.9329 | 1125.2882
| 2870.7854 | 1125.2882
| 2870.6225 | 1125.2882
| 2870.4487 | 1125.2882
| 2870.2447 | 1125.2882
| 2870.152 | 1125.2882
| 2869.8639 | 1125.2882
| 2869.6716 | 1125.2882
| 2869.5543 | 1125.2882
| 2869.3745 | 1125.2882
| 2869.1539 | 1125.2882
| 2868.9583 | 1125.2882
| 2868.7746 | 1125.2882
| 2868.4184 | 1125.2882
| 2868.2518 | 1125.2882
| 2868.0749 | 1125.2882
| 2867.8262 | 1125.2882
| 2867.6204 | 1125.2882
| 2867.5338 | 1125.2882
| 2867.3623 | 1125.2882
| 2867.186 | 1125.2882
| 2866.9125 | 1125.2882
| 2866.6732 | 1125.2882
| 2866.4388 | 1125.2882
| 2866.2478 | 1125.2882
| 2865.9981 | 1125.2882
| 2865.7718 | 1125.2882
| 2865.565 | 1125.2882
| 2865.3563 | 1125.2882
| 2865.1383 | 1125.2882
| 2864.908 | 1125.2882
| 2864.8166 | 1125.2882
| 2864.5977 | 1125.2882
| 2864.415 | 1125.2882
| 2864.2764 | 1125.2882
| 2864.1013 | 1125.2882
| 2863.7678 | 1125.2882
| 2863.5656 | 1125.2882
| 2863.4214 | 1125.2882
| 2863.2201 | 1125.2882
| 2863.1021 | 1125.2882
| 2862.8328 | 1125.2882
| 2862.6204 | 1125.2882
| 2862.3776 | 1125.2882
| 2862.1455 | 1125.2882
| 2862.0025 | 1125.2882
| 2861.8569 | 1125.2882
| 2861.6025 | 1125.2882
| 2861.4407 | 1125.2882
| 2861.1963 | 1125.2882
| 2860.8508 | 1125.2882
| 2860.6417 | 1125.2882
| 2860.475 | 1125.2882
| 2860.3189 | 1125.2882
| 2860.1746 | 1125.2882
| 2859.8579 | 1125.2882
| 2859.5636 | 1125.2882
| 2859.4063 | 1125.2882
| 2859.1848 | 1125.2882
| 2859.0147 | 1125.2882
| 2858.6421 | 1125.2882
| 2858.5264 | 1125.2882
| 2858.3297 | 1125.2882
| 2858.0824 | 1125.2882
| 2857.978 | 1125.2882
| 2857.7778 | 1125.2882
| 2857.5174 | 1125.2882
| 2857.2247 | 1125.2882
| 2856.973 | 1125.2882
| 2856.7603 | 1125.2882
| 2856.5797 | 1125.2882
| 2856.4515 | 1125.2882
| 2856.1672 | 1125.2882
| 2856.043 | 1125.2882
| 2855.7391 | 1125.2882
| 2855.6023 | 1125.2882
| 2855.2754 | 1125.2882
| 2855.081 | 1125.2882
| 2854.8706 | 1125.2882
| 2854.6877 | 1125.2882
| 2854.4744 | 1125.2882
| 2854.3117 | 1125.2882
| 2854.0551 | 1125.2882
| 2853.8175 | 1125.2882
| 2853.6863 | 1125.2882
| 2853.5284 | 1125.2882
| 2853.2822 | 1125.2882
| 2852.9939 | 1125.2882
| 2852.8271 | 1125.2882
| 2852.5701 | 1125.2882
| 2852.4111 | 1125.2882
| 2851.9518 | 1125.2882
| 2851.6449 | 1125.2882
| 2851.4329 | 1125.2882
| 2851.2153 | 1125.2882
| 2850.8766 | 1125.2882
| 2850.6034 | 1125.2882
| 2850.3995 | 1125.2882
| 2850.2096 | 1125.2882
| 2850.0531 | 1125.2882
| 2849.8112 | 1125.2882
| 2849.7062 | 1125.2882
| 2849.5423 | 1125.2882
| 2849.4106 | 1125.2882
| 2849.1738 | 1125.2882
| 2848.8981 | 1125.2882
| 2848.6787 | 1125.2882
| 2848.4118 | 1125.2882
| 2848.1083 | 1125.2882
| 2847.9044 | 1125.2882
| 2847.6592 | 1125.2882
| 2847.4258 | 1125.2882
| 2847.1736 | 1125.2882
| 2847.0154 | 1125.2882
| 2846.8028 | 1125.2882
| 2846.721 | 1125.2882
| 2846.5635 | 1125.2882
| 2846.3573 | 1125.2882
| 2846.2133 | 1125.2882
| 2846.0638 | 1125.2882
| 2845.9212 | 1125.2882
| 2845.7757 | 1125.2882
| 2845.6078 | 1125.2882
| 2845.4133 | 1125.2882
| 2845.1751 | 1125.2882
| 2845.0068 | 1125.2882
| 2844.8062 | 1125.2882
| 2844.6385 | 1125.2882
| 2844.395 | 1125.2882
| 2844.1562 | 1125.2882
| 2843.9633 | 1125.2882
| 2843.7096 | 1125.2882
| 2843.5737 | 1125.2882
| 2843.3129 | 1125.2882
| 2843.1797 | 1125.2882
| 2842.9738 | 1125.2882
| 2842.7855 | 1125.2882
| 2842.618 | 1125.2882
| 2842.4464 | 1125.2882
| 2842.2323 | 1125.2882
| 2842.0464 | 1125.2882
| 2841.8319 | 1125.2882
| 2841.6012 | 1125.2882
| 2841.3223 | 1125.2882
| 2841.0623 | 1125.2882
| 2840.9066 | 1125.2882
| 2840.6846 | 1125.2882
| 2840.5475 | 1125.2882
| 2840.414 | 1125.2882
| 2840.2329 | 1125.2882
| 2840.1072 | 1125.2882
| 2839.9533 | 1125.2882
| 2839.6241 | 1125.2882
| 2839.4011 | 1125.2882
| 2839.2146 | 1125.2882
| 2838.9567 | 1125.2882
| 2838.7539 | 1125.2882
| 2838.6206 | 1125.2882
| 2838.4176 | 1125.2882
| 2838.3053 | 1125.2882
| 2838.1424 | 1125.2882
| 2837.9526 | 1125.2882
| 2837.7099 | 1125.2882
| 2837.571 | 1125.2882
| 2837.2974 | 1125.2882
| 2837.0125 | 1125.2882
| 2836.8379 | 1125.2882
| 2836.6512 | 1125.2882
| 2836.445 | 1125.2882
| 2836.2648 | 1125.2882
| 2836.1012 | 1125.2882
| 2835.8887 | 1125.2882
| 2835.5814 | 1125.2882
| 2835.447 | 1125.2882
| 2835.1675 | 1125.2882
| 2834.9837 | 1125.2882
| 2834.7812 | 1125.2882
| 2834.6372 | 1125.2882
| 2834.4574 | 1125.2882
| 2834.2418 | 1125.2882
| 2834.0386 | 1125.2882
| 2833.8527 | 1125.2882
| 2833.6852 | 1125.2882
| 2833.5749 | 1125.2882
| 2833.3477 | 1125.2882
| 2833.2103 | 1125.2882
| 2832.9341 | 1125.2882
| 2832.7211 | 1125.2882
| 2832.4901 | 1125.2882
| 2832.2325 | 1125.2882
| 2832.0359 | 1125.2882
| 2831.8121 | 1125.2882
| 2831.5693 | 1125.2882
| 2831.4131 | 1125.2882
| 2831.162 | 1125.2882
| 2830.9925 | 1125.2882
| 2830.8146 | 1125.2882
| 2830.5416 | 1125.2882
| 2830.2145 | 1125.2882
| 2829.927 | 1125.2882
| 2829.7399 | 1125.2882
| 2829.5068 | 1125.2882
| 2829.3312 | 1125.2882
| 2829.1445 | 1125.2882
| 2829.0554 | 1125.2882
| 2828.865 | 1125.2882
| 2828.6133 | 1125.2882
| 2828.4674 | 1125.2882
| 2828.2384 | 1125.2882
| 2828.0838 | 1125.2882
| 2827.8432 | 1125.2882
| 2827.7295 | 1125.2882
| 2827.5307 | 1125.2882
| 2827.2769 | 1125.2882
| 2827.0173 | 1125.2882
| 2826.8688 | 1125.2882
| 2826.6995 | 1125.2882
| 2826.5152 | 1125.2882
| 2826.2787 | 1125.2882
| 2826.1052 | 1125.2882
| 2825.8866 | 1125.2882
| 2825.7167 | 1125.2882
| 2825.5249 | 1125.2882
| 2825.3633 | 1125.2882
| 2825.2228 | 1125.2882
| 2824.9796 | 1125.2882
| 2824.7428 | 1125.2882
| 2824.4192 | 1125.2882
| 2824.1721 | 1125.2882
| 2823.9999 | 1125.2882
| 2823.9138 | 1125.2882
| 2823.8112 | 1125.2882
| 2823.5342 | 1125.2882
| 2823.3365 | 1125.2882
| 2823.1898 | 1125.2882
| 2823.1038 | 1125.2882
| 2822.9162 | 1125.2882
| 2822.8029 | 1125.2882
| 2822.5376 | 1125.2882
| 2822.4233 | 1125.2882
| 2822.1864 | 1125.2882
| 2821.9976 | 1125.2882
| 2821.7958 | 1125.2882
| 2821.6358 | 1125.2882
| 2821.4918 | 1125.2882
| 2821.3873 | 1125.2882
| 2821.2379 | 1125.2882
| 2821.1029 | 1125.2882
| 2820.9253 | 1125.2882
| 2820.7595 | 1125.2882
| 2820.5804 | 1125.2882
| 2820.4525 | 1125.2882
| 2820.2549 | 1125.2882
| 2820.1146 | 1125.2882
| 2820.0183 | 1125.2882
| 2819.8213 | 1125.2882
| 2819.5728 | 1125.2882
| 2819.4193 | 1125.2882
| 2819.2631 | 1125.2882
| 2819.0505 | 1125.2882
| 2818.8448 | 1125.2882
| 2818.6483 | 1125.2882
| 2818.5257 | 1125.2882
| 2818.3769 | 1125.2882
| 2818.1948 | 1125.2882
| 2817.993 | 1125.2882
| 2817.763 | 1125.2882
| 2817.5363 | 1125.2882
| 2817.3488 | 1125.2882
| 2817.1988 | 1125.2882
| 2816.9821 | 1125.2882
| 2816.7579 | 1125.2882
| 2816.5896 | 1125.2882
| 2816.2445 | 1125.2882
| 2816.0161 | 1125.2882
| 2815.855 | 1125.2882
| 2815.683 | 1125.2882
| 2815.494 | 1125.2882
| 2815.3698 | 1125.2882
| 2815.1843 | 1125.2882
| 2815.0349 | 1125.2882
| 2814.8233 | 1125.2882
| 2814.6226 | 1125.2882
| 2814.5417 | 1125.2882
| 2814.2891 | 1125.2882
| 2814.1662 | 1125.2882
| 2813.9714 | 1125.2882
| 2813.7492 | 1125.2882
| 2813.5647 | 1125.2882
| 2813.3877 | 1125.2882
| 2813.2729 | 1125.2882
| 2813.0965 | 1125.2882
| 2812.961 | 1125.2882
| 2812.8501 | 1125.2882
| 2812.6929 | 1125.2882
| 2812.4929 | 1125.2882
| 2812.3462 | 1125.2882
| 2812.2035 | 1125.2882
| 2812.0442 | 1125.2882
| 2811.9174 | 1125.2882
| 2811.7457 | 1125.2882
| 2811.5391 | 1125.2882
| 2811.4497 | 1125.2882
| 2811.2923 | 1125.2882
| 2811.1754 | 1125.2882
| 2811.0428 | 1125.2882
| 2810.7764 | 1125.2882
| 2810.65 | 1125.2882
| 2810.4457 | 1125.2882
| 2810.1612 | 1125.2882
| 2809.9951 | 1125.2882
| 2809.8311 | 1125.2882
| 2809.6355 | 1125.2882
| 2809.5396 | 1125.2882
| 2809.3522 | 1125.2882
| 2809.1683 | 1125.2882
| 2808.9338 | 1125.2882
| 2808.6944 | 1125.2882
| 2808.474 | 1125.2882
| 2808.2112 | 1125.2882
| 2808.0451 | 1125.2882
| 2807.7867 | 1125.2882
| 2807.5396 | 1125.2882
| 2807.2699 | 1125.2882
| 2807.1491 | 1125.2882
| 2807.0162 | 1125.2882
| 2806.8788 | 1125.2882
| 2806.7346 | 1125.2882
| 2806.478 | 1125.2882
| 2806.2821 | 1125.2882
| 2806.1446 | 1125.2882
| 2805.9206 | 1125.2882
| 2805.7846 | 1125.2882
| 2805.6156 | 1125.2882
| 2805.4413 | 1125.2882
| 2805.2085 | 1125.2882
| 2805.0464 | 1125.2882
| 2804.9246 | 1125.2882
| 2804.7292 | 1125.2882
| 2804.5439 | 1125.2882
| 2804.4195 | 1125.2882
| 2804.2884 | 1125.2882
| 2804.0078 | 1125.2882
| 2803.8415 | 1125.2882
| 2803.7487 | 1125.2882
| 2803.5633 | 1125.2882
| 2803.3314 | 1125.2882
| 2803.179 | 1125.2882
| 2802.9869 | 1125.2882
| 2802.8307 | 1125.2882
| 2802.6823 | 1125.2882
| 2802.5419 | 1125.2882
| 2802.4448 | 1125.2882
| 2802.3131 | 1125.2882
| 2802.0658 | 1125.2882
| 2801.8619 | 1125.2882
| 2801.7233 | 1125.2882
| 2801.5897 | 1125.2882
| 2801.4309 | 1125.2882
| 2801.3311 | 1125.2882
| 2801.187 | 1125.2882
| 2801.0414 | 1125.2882
| 2800.7111 | 1125.2882
| 2800.5102 | 1125.2882
| 2800.3167 | 1125.2882
| 2800.1229 | 1125.2882
| 2799.8754 | 1125.2882
| 2799.6708 | 1125.2882
| 2799.401 | 1125.2882
| 2799.1614 | 1125.2882
| 2798.9225 | 1125.2882
| 2798.7184 | 1125.2882
| 2798.5338 | 1125.2882
| 2798.3304 | 1125.2882
| 2798.1791 | 1125.2882
| 2798.0481 | 1125.2882
| 2797.898 | 1125.2882
| 2797.7302 | 1125.2882
| 2797.5205 | 1125.2882
| 2797.258 | 1125.2882
| 2797.0279 | 1125.2882
| 2796.7139 | 1125.2882
| 2796.4643 | 1125.2882
| 2796.3708 | 1125.2882
| 2796.202 | 1125.2882
| 2796.0803 | 1125.2882
| 2795.8018 | 1125.2882
| 2795.5921 | 1125.2882
| 2795.4789 | 1125.2882
| 2795.2104 | 1125.2882
| 2795.095 | 1125.2882
| 2794.9598 | 1125.2882
| 2794.769 | 1125.2882
| 2794.5809 | 1125.2882
| 2794.4128 | 1125.2882
| 2794.152 | 1125.2882
| 2793.9466 | 1125.2882
| 2793.8469 | 1125.2882
| 2793.6962 | 1125.2882
| 2793.5757 | 1125.2882
| 2793.3242 | 1125.2882
| 2793.1982 | 1125.2882
| 2792.9697 | 1125.2882
| 2792.8057 | 1125.2882
| 2792.6177 | 1125.2882
| 2792.4163 | 1125.2882
| 2792.2832 | 1125.2882
| 2792.1713 | 1125.2882
| 2791.9665 | 1125.2882
| 2791.8013 | 1125.2882
| 2791.68 | 1125.2882
| 2791.592 | 1125.2882
| 2791.4294 | 1125.2882
| 2791.2792 | 1125.2882
| 2791.1321 | 1125.2882
| 2790.9352 | 1125.2882
| 2790.8292 | 1125.2882
| 2790.6205 | 1125.2882
| 2790.5407 | 1125.2882
| 2790.4543 | 1125.2882
| 2790.2869 | 1125.2882
| 2790.1729 | 1125.2882
| 2790.0607 | 1125.2882
| 2789.8038 | 1125.2882
| 2789.6979 | 1125.2882
| 2789.5445 | 1125.2882
| 2789.4236 | 1125.2882
| 2789.2257 | 1125.2882
| 2789.109 | 1125.2882
| 2788.9365 | 1125.2882
| 2788.8025 | 1125.2882
| 2788.5315 | 1125.2882
| 2788.298 | 1125.2882
| 2788.1793 | 1125.2882
| 2788.0519 | 1125.2882
| 2787.9223 | 1125.2882
| 2787.6241 | 1125.2882
| 2787.5031 | 1125.2882
| 2787.2973 | 1125.2882
| 2787.1067 | 1125.2882
| 2786.9954 | 1125.2882
| 2786.761 | 1125.2882
| 2786.6406 | 1125.2882
| 2786.4337 | 1125.2882
| 2786.1793 | 1125.2882
| 2785.9811 | 1125.2882
| 2785.8515 | 1125.2882
| 2785.6641 | 1125.2882
| 2785.5426 | 1125.2882
| 2785.3497 | 1125.2882
| 2785.1278 | 1125.2882
| 2784.9083 | 1125.2882
| 2784.7065 | 1125.2882
| 2784.5674 | 1125.2882
| 2784.3382 | 1125.2882
| 2784.1772 | 1125.2882
| 2784.0569 | 1125.2882
| 2783.8415 | 1125.2882
| 2783.6755 | 1125.2882
| 2783.5152 | 1125.2882
| 2783.3288 | 1125.2882
| 2783.1043 | 1125.2882
| 2782.9599 | 1125.2882
| 2782.8104 | 1125.2882
| 2782.6692 | 1125.2882
| 2782.4653 | 1125.2882
| 2782.3425 | 1125.2882
| 2782.2115 | 1125.2882
| 2782.0423 | 1125.2882
| 2781.9027 | 1125.2882
| 2781.7386 | 1125.2882
| 2781.4578 | 1125.2882
| 2781.2877 | 1125.2882
| 2781.1469 | 1125.2882
| 2780.9698 | 1125.2882
| 2780.7635 | 1125.2882
| 2780.4777 | 1125.2882
| 2780.3511 | 1125.2882
| 2780.0378 | 1125.2882
| 2779.9039 | 1125.2882
| 2779.6996 | 1125.2882
| 2779.4603 | 1125.2882
| 2779.3215 | 1125.2882
| 2779.1036 | 1125.2882
| 2778.9137 | 1125.2882
| 2778.6868 | 1125.2882
| 2778.5534 | 1125.2882
| 2778.4508 | 1125.2882
| 2778.3159 | 1125.2882
| 2778.1421 | 1125.2882
| 2778.0368 | 1125.2882
| 2777.8419 | 1125.2882
| 2777.6177 | 1125.2882
| 2777.4489 | 1125.2882
| 2777.3216 | 1125.2882
| 2777.179 | 1125.2882
| 2776.9751 | 1125.2882
| 2776.8537 | 1125.2882
| 2776.6575 | 1125.2882
| 2776.4746 | 1125.2882
| 2776.3797 | 1125.2882
| 2776.2213 | 1125.2882
| 2776.0929 | 1125.2882
| 2775.9284 | 1125.2882
| 2775.7511 | 1125.2882
| 2775.5699 | 1125.2882
| 2775.3846 | 1125.2882
| 2775.1982 | 1125.2882
| 2774.9608 | 1125.2882
| 2774.7723 | 1125.2882
| 2774.5821 | 1125.2882
| 2774.4682 | 1125.2882
| 2774.3599 | 1125.2882
| 2774.242 | 1125.2882
| 2774.0667 | 1125.2882
| 2773.9584 | 1125.2882
| 2773.7931 | 1125.2882
| 2773.542 | 1125.2882
| 2773.4035 | 1125.2882
| 2773.0938 | 1125.2882
| 2772.9461 | 1125.2882
| 2772.8165 | 1125.2882
| 2772.6084 | 1125.2882
| 2772.4056 | 1125.2882
| 2772.2944 | 1125.2882
| 2772.1241 | 1125.2882
| 2771.9471 | 1125.2882
| 2771.7603 | 1125.2882
| 2771.5198 | 1125.2882
| 2771.3921 | 1125.2882
| 2771.3086 | 1125.2882
| 2771.1761 | 1125.2882
| 2770.9524 | 1125.2882
| 2770.7781 | 1125.2882
| 2770.6599 | 1125.2882
| 2770.472 | 1125.2882
| 2770.3918 | 1125.2882
| 2770.1097 | 1125.2882
| 2769.916 | 1125.2882
| 2769.7519 | 1125.2882
| 2769.4682 | 1125.2882
| 2769.3077 | 1125.2882
| 2769.1524 | 1125.2882
| 2768.7994 | 1125.2882
| 2768.6246 | 1125.2882
| 2768.4868 | 1125.2882
| 2768.3734 | 1125.2882
| 2768.2391 | 1125.2882
| 2768.0411 | 1125.2882
| 2767.8463 | 1125.2882
| 2767.7332 | 1125.2882
| 2767.4219 | 1125.2882
| 2767.1373 | 1125.2882
| 2766.9405 | 1125.2882
| 2766.8077 | 1125.2882
| 2766.6672 | 1125.2882
| 2766.5691 | 1125.2882
| 2766.216 | 1125.2882
| 2766.0552 | 1125.2882
| 2765.9799 | 1125.2882
| 2765.7291 | 1125.2882
| 2765.5542 | 1125.2882
| 2765.393 | 1125.2882
| 2765.208 | 1125.2882
| 2765.0311 | 1125.2882
| 2764.8272 | 1125.2882
| 2764.6337 | 1125.2882
| 2764.4605 | 1125.2882
| 2764.322 | 1125.2882
| 2764.1989 | 1125.2882
| 2764.0351 | 1125.2882
| 2763.8606 | 1125.2882
| 2763.6321 | 1125.2882
| 2763.4739 | 1125.2882
| 2763.3129 | 1125.2882
| 2763.122 | 1125.2882
| 2762.9748 | 1125.2882
| 2762.7451 | 1125.2882
| 2762.6223 | 1125.2882
| 2762.5077 | 1125.2882
| 2762.3092 | 1125.2882
| 2762.1687 | 1125.2882
| 2761.9961 | 1125.2882
| 2761.8544 | 1125.2882
| 2761.6217 | 1125.2882
| 2761.488 | 1125.2882
| 2761.2488 | 1125.2882
| 2761.1213 | 1125.2882
| 2760.9145 | 1125.2882
| 2760.6453 | 1125.2882
| 2760.5108 | 1125.2882
| 2760.228 | 1125.2882
| 2760.0425 | 1125.2882
| 2759.9556 | 1125.2882
| 2759.7462 | 1125.2882
| 2759.61 | 1125.2882
| 2759.4542 | 1125.2882
| 2759.2551 | 1125.2882
| 2759.0853 | 1125.2882
| 2758.9108 | 1125.2882
| 2758.798 | 1125.2882
| 2758.6623 | 1125.2882
| 2758.5106 | 1125.2882
| 2758.3951 | 1125.2882
| 2758.2341 | 1125.2882
| 2758.0227 | 1125.2882
| 2757.7663 | 1125.2882
| 2757.6017 | 1125.2882
| 2757.4351 | 1125.2882
| 2757.2426 | 1125.2882
| 2757.1358 | 1125.2882
| 2757.0061 | 1125.2882
| 2756.8113 | 1125.2882
| 2756.6658 | 1125.2882
| 2756.5357 | 1125.2882
| 2756.3945 | 1125.2882
| 2756.1787 | 1125.2882
| 2755.9822 | 1125.2882
| 2755.7921 | 1125.2882
| 2755.6518 | 1125.2882
| 2755.534 | 1125.2882
| 2755.3907 | 1125.2882
| 2755.2138 | 1125.2882
| 2755.0326 | 1125.2882
| 2754.8557 | 1125.2882
| 2754.699 | 1125.2882
| 2754.5962 | 1125.2882
| 2754.4783 | 1125.2882
| 2754.3431 | 1125.2882
| 2754.208 | 1125.2882
| 2753.9967 | 1125.2882
| 2753.7959 | 1125.2882
| 2753.7049 | 1125.2882
| 2753.6029 | 1125.2882
| 2753.267 | 1125.2882
| 2753.1051 | 1125.2882
| 2752.9297 | 1125.2882
| 2752.7347 | 1125.2882
| 2752.4632 | 1125.2882
| 2752.2657 | 1125.2882
| 2752.1171 | 1125.2882
| 2751.9012 | 1125.2882
| 2751.7607 | 1125.2882
| 2751.5788 | 1125.2882
| 2751.4412 | 1125.2882
| 2751.2233 | 1125.2882
| 2750.9564 | 1125.2882
| 2750.8185 | 1125.2882
| 2750.6206 | 1125.2882
| 2750.4961 | 1125.2882
| 2750.3427 | 1125.2882
| 2750.1874 | 1125.2882
| 2749.9618 | 1125.2882
| 2749.7628 | 1125.2882
| 2749.6698 | 1125.2882
| 2749.4399 | 1125.2882
| 2749.3297 | 1125.2882
| 2749.1964 | 1125.2882
| 2749.0024 | 1125.2882
| 2748.8089 | 1125.2882
| 2748.6266 | 1125.2882
| 2748.3929 | 1125.2882
| 2748.1887 | 1125.2882
| 2747.9954 | 1125.2882
| 2747.8834 | 1125.2882
| 2747.7841 | 1125.2882
| 2747.6417 | 1125.2882
| 2747.438 | 1125.2882
| 2747.2589 | 1125.2882
| 2747.1513 | 1125.2882
| 2747.0299 | 1125.2882
| 2746.8211 | 1125.2882
| 2746.736 | 1125.2882
| 2746.5834 | 1125.2882
| 2746.419 | 1125.2882
| 2746.266 | 1125.2882
| 2746.056 | 1125.2882
| 2745.8891 | 1125.2882
| 2745.7073 | 1125.2882
| 2745.5954 | 1125.2882
| 2745.465 | 1125.2882
| 2745.3111 | 1125.2882
| 2745.107 | 1125.2882
| 2744.946 | 1125.2882
| 2744.8076 | 1125.2882
| 2744.5435 | 1125.2882
| 2744.3684 | 1125.2882
| 2744.1593 | 1125.2882
| 2743.9748 | 1125.2882
| 2743.8151 | 1125.2882
| 2743.5852 | 1125.2882
| 2743.4829 | 1125.2882
| 2743.315 | 1125.2882
| 2743.1706 | 1125.2882
| 2742.9419 | 1125.2882
| 2742.7924 | 1125.2882
| 2742.6506 | 1125.2882
| 2742.5169 | 1125.2882
| 2742.3375 | 1125.2882
| 2742.2124 | 1125.2882
| 2742.0653 | 1125.2882
| 2741.9242 | 1125.2882
| 2741.7679 | 1125.2882
| 2741.6279 | 1125.2882
| 2741.4813 | 1125.2882
| 2741.3855 | 1125.2882
| 2741.287 | 1125.2882
| 2741.2059 | 1125.2882
| 2741.0116 | 1125.2882
| 2740.8485 | 1125.2882
| 2740.6885 | 1125.2882
| 2740.5549 | 1125.2882
| 2740.3892 | 1125.2882
| 2740.1287 | 1125.2882
| 2739.9605 | 1125.2882
| 2739.8337 | 1125.2882
| 2739.6897 | 1125.2882
| 2739.4887 | 1125.2882
| 2739.2875 | 1125.2882
| 2739.137 | 1125.2882
| 2739.0165 | 1125.2882
| 2738.8744 | 1125.2882
| 2738.639 | 1125.2882
| 2738.5415 | 1125.2882
| 2738.3843 | 1125.2882
| 2738.1679 | 1125.2882
| 2738.0208 | 1125.2882
| 2737.8229 | 1125.2882
| 2737.6188 | 1125.2882
| 2737.4063 | 1125.2882
| 2737.2253 | 1125.2882
| 2737.0095 | 1125.2882
| 2736.8713 | 1125.2882
| 2736.6597 | 1125.2882
| 2736.4736 | 1125.2882
| 2736.3411 | 1125.2882
| 2736.1576 | 1125.2882
| 2735.9274 | 1125.2882
| 2735.8296 | 1125.2882
| 2735.6895 | 1125.2882
| 2735.5782 | 1125.2882
| 2735.4218 | 1125.2882
| 2735.2312 | 1125.2882
| 2735.0638 | 1125.2882
| 2734.849 | 1125.2882
| 2734.5677 | 1125.2882
| 2734.4221 | 1125.2882
| 2734.2647 | 1125.2882
| 2734.154 | 1125.2882
| 2733.949 | 1125.2882
| 2733.8041 | 1125.2882
| 2733.6944 | 1125.2882
| 2733.4854 | 1125.2882
| 2733.3911 | 1125.2882
| 2733.2099 | 1125.2882
| 2732.9771 | 1125.2882
| 2732.7949 | 1125.2882
| 2732.6566 | 1125.2882
| 2732.4497 | 1125.2882
| 2732.2524 | 1125.2882
| 2732.0484 | 1125.2882
| 2731.818 | 1125.2882
| 2731.5066 | 1125.2882
| 2731.3526 | 1125.2882
| 2731.2554 | 1125.2882
| 2731.089 | 1125.2882
| 2730.9098 | 1125.2882
| 2730.7903 | 1125.2882
| 2730.6466 | 1125.2882
| 2730.5397 | 1125.2882
| 2730.4427 | 1125.2882
| 2730.3082 | 1125.2882
| 2730.1347 | 1125.2882
| 2729.9124 | 1125.2882
| 2729.8222 | 1125.2882
| 2729.6784 | 1125.2882
| 2729.6018 | 1125.2882
| 2729.5014 | 1125.2882
| 2729.4127 | 1125.2882
| 2729.2042 | 1125.2882
| 2729.0135 | 1125.2882
| 2728.8674 | 1125.2882
| 2728.7324 | 1125.2882
| 2728.6032 | 1125.2882
| 2728.4313 | 1125.2882
| 2728.253 | 1125.2882
| 2728.144 | 1125.2882
| 2727.9779 | 1125.2882
| 2727.8102 | 1125.2882
| 2727.5907 | 1125.2882
| 2727.4488 | 1125.2882
| 2727.2363 | 1125.2882
| 2727.0237 | 1125.2882
| 2726.894 | 1125.2882
| 2726.6936 | 1125.2882
| 2726.5871 | 1125.2882
| 2726.4492 | 1125.2882
| 2726.3061 | 1125.2882
| 2726.1748 | 1125.2882
| 2726.0852 | 1125.2882
| 2725.9279 | 1125.2882
| 2725.7353 | 1125.2882
| 2725.4743 | 1125.2882
| 2725.2789 | 1125.2882
| 2725.1091 | 1125.2882
| 2724.9239 | 1125.2882
| 2724.7529 | 1125.2882
| 2724.532 | 1125.2882
| 2724.3397 | 1125.2882
| 2724.1842 | 1125.2882
| 2723.9843 | 1125.2882
| 2723.8221 | 1125.2882
| 2723.6736 | 1125.2882
| 2723.5396 | 1125.2882
| 2723.4309 | 1125.2882
| 2723.3455 | 1125.2882
| 2723.1737 | 1125.2882
| 2722.9711 | 1125.2882
| 2722.7784 | 1125.2882
| 2722.6346 | 1125.2882
| 2722.4979 | 1125.2882
| 2722.3144 | 1125.2882
| 2722.1486 | 1125.2882
| 2721.9727 | 1125.2882
| 2721.8154 | 1125.2882
| 2721.6453 | 1125.2882
| 2721.5036 | 1125.2882
| 2721.2936 | 1125.2882
| 2721.0585 | 1125.2882
| 2720.892 | 1125.2882
| 2720.7018 | 1125.2882
| 2720.5319 | 1125.2882
| 2720.4324 | 1125.2882
| 2720.3307 | 1125.2882
| 2720.2172 | 1125.2882
| 2720.1175 | 1125.2882
| 2719.9801 | 1125.2882
| 2719.8407 | 1125.2882
| 2719.7485 | 1125.2882
| 2719.6583 | 1125.2882
| 2719.5005 | 1125.2882
| 2719.414 | 1125.2882
| 2719.2524 | 1125.2882
| 2719.0779 | 1125.2882
| 2718.9377 | 1125.2882
| 2718.8084 | 1125.2882
| 2718.6463 | 1125.2882
| 2718.4366 | 1125.2882
| 2718.2789 | 1125.2882
| 2718.1587 | 1125.2882
| 2718.023 | 1125.2882
| 2717.8834 | 1125.2882
| 2717.7663 | 1125.2882
| 2717.5707 | 1125.2882
| 2717.3069 | 1125.2882
| 2717.2035 | 1125.2882
| 2717.0122 | 1125.2882
| 2716.8497 | 1125.2882
| 2716.6655 | 1125.2882
| 2716.5299 | 1125.2882
| 2716.3784 | 1125.2882
| 2716.1635 | 1125.2882
| 2716.05 | 1125.2882
| 2715.9317 | 1125.2882
| 2715.7955 | 1125.2882
| 2715.6518 | 1125.2882
| 2715.5591 | 1125.2882
| 2715.4278 | 1125.2882
| 2715.239 | 1125.2882
| 2715.0307 | 1125.2882
| 2714.9358 | 1125.2882
| 2714.8504 | 1125.2882
| 2714.6739 | 1125.2882
| 2714.5137 | 1125.2882
| 2714.3762 | 1125.2882
| 2714.0709 | 1125.2882
| 2713.9749 | 1125.2882
| 2713.8445 | 1125.2882
| 2713.6472 | 1125.2882
| 2713.5464 | 1125.2882
| 2713.4287 | 1125.2882
| 2713.303 | 1125.2882
| 2713.1864 | 1125.2882
| 2713.0382 | 1125.2882
| 2712.9413 | 1125.2882
| 2712.8674 | 1125.2882
| 2712.7541 | 1125.2882
| 2712.6821 | 1125.2882
| 2712.4543 | 1125.2882
| 2712.3669 | 1125.2882
| 2712.152 | 1125.2882
| 2712.0288 | 1125.2882
| 2711.8561 | 1125.2882
| 2711.7363 | 1125.2882
| 2711.5937 | 1125.2882
| 2711.3432 | 1125.2882
| 2711.1777 | 1125.2882
| 2711.0401 | 1125.2882
| 2710.9227 | 1125.2882
| 2710.8275 | 1125.2882
| 2710.6721 | 1125.2882
| 2710.5051 | 1125.2882
| 2710.3547 | 1125.2882
| 2710.2189 | 1125.2882
| 2710.0625 | 1125.2882
| 2709.8904 | 1125.2882
| 2709.6724 | 1125.2882
| 2709.4873 | 1125.2882
| 2709.282 | 1125.2882
| 2709.1812 | 1125.2882
| 2709.0151 | 1125.2882
| 2708.8437 | 1125.2882
| 2708.6661 | 1125.2882
| 2708.5356 | 1125.2882
| 2708.3739 | 1125.2882
| 2708.2005 | 1125.2882
| 2708.0629 | 1125.2882
| 2707.9285 | 1125.2882
| 2707.7138 | 1125.2882
| 2707.4819 | 1125.2882
| 2707.3351 | 1125.2882
| 2707.2068 | 1125.2882
| 2707.1023 | 1125.2882
| 2706.8969 | 1125.2882
| 2706.8107 | 1125.2882
| 2706.6374 | 1125.2882
| 2706.5097 | 1125.2882
| 2706.253 | 1125.2882
| 2706.0828 | 1125.2882
| 2705.9465 | 1125.2882
| 2705.7921 | 1125.2882
| 2705.6394 | 1125.2882
| 2705.4831 | 1125.2882
| 2705.3455 | 1125.2882
| 2705.2527 | 1125.2882
| 2705.0422 | 1125.2882
| 2704.8859 | 1125.2882
| 2704.7407 | 1125.2882
| 2704.6519 | 1125.2882
| 2704.5001 | 1125.2882
| 2704.3553 | 1125.2882
| 2704.1307 | 1125.2882
| 2703.9701 | 1125.2882
| 2703.8309 | 1125.2882
| 2703.6324 | 1125.2882
| 2703.5124 | 1125.2882
| 2703.3586 | 1125.2882
| 2703.1732 | 1125.2882
| 2703.0215 | 1125.2882
| 2702.843 | 1125.2882
| 2702.7311 | 1125.2882
| 2702.5378 | 1125.2882
| 2702.4438 | 1125.2882
| 2702.3637 | 1125.2882
| 2702.2801 | 1125.2882
| 2702.2059 | 1125.2882
| 2702.0869 | 1125.2882
| 2701.919 | 1125.2882
| 2701.7364 | 1125.2882
| 2701.6055 | 1125.2882
| 2701.4057 | 1125.2882
| 2701.2367 | 1125.2882
| 2701.0991 | 1125.2882
| 2700.9422 | 1125.2882
| 2700.7013 | 1125.2882
| 2700.5129 | 1125.2882
| 2700.3888 | 1125.2882
| 2700.2838 | 1125.2882
| 2700.047 | 1125.2882
| 2699.8657 | 1125.2882
| 2699.7279 | 1125.2882
| 2699.5785 | 1125.2882
| 2699.4061 | 1125.2882
| 2699.2074 | 1125.2882
| 2699.0026 | 1125.2882
| 2698.8269 | 1125.2882
| 2698.6494 | 1125.2882
| 2698.5035 | 1125.2882
| 2698.2836 | 1125.2882
| 2698.2137 | 1125.2882
| 2698.0576 | 1125.2882
| 2697.9057 | 1125.2882
| 2697.7631 | 1125.2882
| 2697.6068 | 1125.2882
| 2697.4239 | 1125.2882
| 2697.2817 | 1125.2882
| 2697.1333 | 1125.2882
| 2696.9162 | 1125.2882
| 2696.7907 | 1125.2882
| 2696.6119 | 1125.2882
| 2696.4382 | 1125.2882
| 2696.296 | 1125.2882
| 2696.1959 | 1125.2882
| 2696.0519 | 1125.2882
| 2695.8891 | 1125.2882
| 2695.7718 | 1125.2882
| 2695.6645 | 1125.2882
| 2695.543 | 1125.2882
| 2695.4062 | 1125.2882
| 2695.3237 | 1125.2882
| 2695.1351 | 1125.2882
| 2695.0273 | 1125.2882
| 2694.8442 | 1125.2882
| 2694.7445 | 1125.2882
| 2694.5857 | 1125.2882
| 2694.4987 | 1125.2882
| 2694.3863 | 1125.2882
| 2694.2029 | 1125.2882
| 2694.0774 | 1125.2882
| 2693.9033 | 1125.2882
| 2693.7862 | 1125.2882
| 2693.6919 | 1125.2882
| 2693.5917 | 1125.2882
| 2693.3972 | 1125.2882
| 2693.2849 | 1125.2882
| 2693.1412 | 1125.2882
| 2693.0319 | 1125.2882
| 2692.9472 | 1125.2882
| 2692.8454 | 1125.2882
| 2692.6136 | 1125.2882
| 2692.4947 | 1125.2882
| 2692.2726 | 1125.2882
| 2692.1331 | 1125.2882
| 2692.0319 | 1125.2882
| 2691.9191 | 1125.2882
| 2691.8055 | 1125.2882
| 2691.6838 | 1125.2882
| 2691.571 | 1125.2882
| 2691.3812 | 1125.2882
| 2691.2934 | 1125.2882
| 2691.1457 | 1125.2882
| 2690.9964 | 1125.2882
| 2690.7615 | 1125.2882
| 2690.5896 | 1125.2882
| 2690.4194 | 1125.2882
| 2690.2854 | 1125.2882
| 2690.1795 | 1125.2882
| 2690.0461 | 1125.2882
| 2689.8466 | 1125.2882
| 2689.6874 | 1125.2882
| 2689.4536 | 1125.2882
| 2689.2707 | 1125.2882
| 2689.086 | 1125.2882
| 2688.9436 | 1125.2882
| 2688.7913 | 1125.2882
| 2688.6829 | 1125.2882
| 2688.4432 | 1125.2882
| 2688.3272 | 1125.2882
| 2688.2389 | 1125.2882
| 2688.1366 | 1125.2882
| 2687.9524 | 1125.2882
| 2687.6216 | 1125.2882
| 2687.4221 | 1125.2882
| 2687.3163 | 1125.2882
| 2687.2513 | 1125.2882
| 2687.0983 | 1125.2882
| 2686.9407 | 1125.2882
| 2686.8517 | 1125.2882
| 2686.6586 | 1125.2882
| 2686.5538 | 1125.2882
| 2686.4701 | 1125.2882
| 2686.3554 | 1125.2882
| 2686.2513 | 1125.2882
| 2686.0941 | 1125.2882
| 2685.9294 | 1125.2882
| 2685.7622 | 1125.2882
| 2685.7142 | 1125.2882
| 2685.6334 | 1125.2882
| 2685.5138 | 1125.2882
| 2685.3113 | 1125.2882
| 2685.2276 | 1125.2882
| 2685.021 | 1125.2882
| 2684.8643 | 1125.2882
| 2684.67 | 1125.2882
| 2684.4808 | 1125.2882
| 2684.3435 | 1125.2882
| 2684.2366 | 1125.2882
| 2684.1215 | 1125.2882
| 2683.9784 | 1125.2882
| 2683.832 | 1125.2882
| 2683.6616 | 1125.2882
| 2683.5027 | 1125.2882
| 2683.3466 | 1125.2882
| 2683.215 | 1125.2882
| 2683.0213 | 1125.2882
| 2682.8689 | 1125.2882
| 2682.6567 | 1125.2882
| 2682.4367 | 1125.2882
| 2682.278 | 1125.2882
| 2682.1941 | 1125.2882
| 2682.0214 | 1125.2882
| 2681.8628 | 1125.2882
| 2681.7583 | 1125.2882
| 2681.6451 | 1125.2882
| 2681.495 | 1125.2882
| 2681.3698 | 1125.2882
| 2681.1393 | 1125.2882
| 2680.9348 | 1125.2882
| 2680.7176 | 1125.2882
| 2680.5905 | 1125.2882
| 2680.4545 | 1125.2882
| 2680.3111 | 1125.2882
| 2680.1718 | 1125.2882
| 2680.0584 | 1125.2882
| 2679.8978 | 1125.2882
| 2679.7625 | 1125.2882
| 2679.6395 | 1125.2882
| 2679.5126 | 1125.2882
| 2679.3608 | 1125.2882
| 2679.2208 | 1125.2882
| 2679.0376 | 1125.2882
| 2678.9724 | 1125.2882
| 2678.8402 | 1125.2882
| 2678.6485 | 1125.2882
| 2678.4957 | 1125.2882
| 2678.3252 | 1125.2882
| 2678.1497 | 1125.2882
| 2678.0157 | 1125.2882
| 2677.8815 | 1125.2882
| 2677.6465 | 1125.2882
| 2677.5123 | 1125.2882
| 2677.2639 | 1125.2882
| 2676.9549 | 1125.2882
| 2676.7801 | 1125.2882
| 2676.6878 | 1125.2882
| 2676.5528 | 1125.2882
| 2676.4773 | 1125.2882
| 2676.3813 | 1125.2882
| 2676.2744 | 1125.2882
| 2676.1897 | 1125.2882
| 2676.0221 | 1125.2882
| 2675.901 | 1125.2882
| 2675.8052 | 1125.2882
| 2675.681 | 1125.2882
| 2675.5173 | 1125.2882
| 2675.4284 | 1125.2882
| 2675.3532 | 1125.2882
| 2675.1617 | 1125.2882
| 2675.048 | 1125.2882
| 2674.8381 | 1125.2882
| 2674.6865 | 1125.2882
| 2674.5702 | 1125.2882
| 2674.4431 | 1125.2882
| 2674.261 | 1125.2882
| 2674.1065 | 1125.2882
| 2673.9484 | 1125.2882
| 2673.8562 | 1125.2882
| 2673.7124 | 1125.2882
| 2673.588 | 1125.2882
| 2673.456 | 1125.2882
| 2673.3361 | 1125.2882
| 2673.159 | 1125.2882
| 2673.0809 | 1125.2882
| 2672.9446 | 1125.2882
| 2672.7258 | 1125.2882
| 2672.6439 | 1125.2882
| 2672.4646 | 1125.2882
| 2672.3351 | 1125.2882
| 2672.203 | 1125.2882
| 2672.0116 | 1125.2882
| 2671.9176 | 1125.2882
| 2671.7273 | 1125.2882
| 2671.5658 | 1125.2882
| 2671.4465 | 1125.2882
| 2671.3 | 1125.2882
| 2671.066 | 1125.2882
| 2670.9184 | 1125.2882
| 2670.7069 | 1125.2882
| 2670.5474 | 1125.2882
| 2670.4073 | 1125.2882
| 2670.2253 | 1125.2882
| 2670.0232 | 1125.2882
| 2669.891 | 1125.2882
| 2669.7806 | 1125.2882
| 2669.5782 | 1125.2882
| 2669.3949 | 1125.2882
| 2669.2709 | 1125.2882
| 2669.1196 | 1125.2882
| 2668.9501 | 1125.2882
| 2668.7816 | 1125.2882
| 2668.6578 | 1125.2882
| 2668.4837 | 1125.2882
| 2668.2436 | 1125.2882
| 2668.0518 | 1125.2882
| 2667.93 | 1125.2882
| 2667.8543 | 1125.2882
| 2667.7077 | 1125.2882
| 2667.6192 | 1125.2882
| 2667.425 | 1125.2882
| 2667.258 | 1125.2882
| 2667.1225 | 1125.2882
| 2666.9866 | 1125.2882
| 2666.7834 | 1125.2882
| 2666.6752 | 1125.2882
| 2666.5553 | 1125.2882
| 2666.3866 | 1125.2882
| 2666.3059 | 1125.2882
| 2666.1113 | 1125.2882
| 2666.0122 | 1125.2882
| 2665.8699 | 1125.2882
| 2665.6782 | 1125.2882
| 2665.5579 | 1125.2882
| 2665.4166 | 1125.2882
| 2665.2603 | 1125.2882
| 2665.1595 | 1125.2882
| 2665.0071 | 1125.2882
| 2664.9201 | 1125.2882
| 2664.8158 | 1125.2882
| 2664.7189 | 1125.2882
| 2664.5986 | 1125.2882
| 2664.4256 | 1125.2882
| 2664.1595 | 1125.2882
| 2664.029 | 1125.2882
| 2663.9005 | 1125.2882
| 2663.8008 | 1125.2882
| 2663.5718 | 1125.2882
| 2663.4549 | 1125.2882
| 2663.3325 | 1125.2882
| 2663.2175 | 1125.2882
| 2663.0858 | 1125.2882
| 2662.9109 | 1125.2882
| 2662.8012 | 1125.2882
| 2662.6559 | 1125.2882
| 2662.467 | 1125.2882
| 2662.3523 | 1125.2882
| 2662.1896 | 1125.2882
| 2661.9892 | 1125.2882
| 2661.8234 | 1125.2882
| 2661.6287 | 1125.2882
| 2661.4665 | 1125.2882
| 2661.3149 | 1125.2882
| 2661.1744 | 1125.2882
| 2661.0787 | 1125.2882
| 2660.9653 | 1125.2882
| 2660.7693 | 1125.2882
| 2660.6181 | 1125.2882
| 2660.4229 | 1125.2882
| 2660.3408 | 1125.2882
| 2660.2208 | 1125.2882
| 2660.124 | 1125.2882
| 2659.995 | 1125.2882
| 2659.8743 | 1125.2882
| 2659.7207 | 1125.2882
| 2659.5844 | 1125.2882
| 2659.4949 | 1125.2882
| 2659.3595 | 1125.2882
| 2659.251 | 1125.2882
| 2659.0924 | 1125.2882
| 2658.9865 | 1125.2882
| 2658.8908 | 1125.2882
| 2658.7685 | 1125.2882
| 2658.6651 | 1125.2882
| 2658.5903 | 1125.2882
| 2658.5264 | 1125.2882
| 2658.4199 | 1125.2882
| 2658.2172 | 1125.2882
| 2658.0681 | 1125.2882
| 2657.8746 | 1125.2882
| 2657.7393 | 1125.2882
| 2657.5917 | 1125.2882
| 2657.4591 | 1125.2882
| 2657.3233 | 1125.2882
| 2657.2076 | 1125.2882
| 2657.0396 | 1125.2882
| 2656.8537 | 1125.2882
| 2656.6608 | 1125.2882
| 2656.5134 | 1125.2882
| 2656.3919 | 1125.2882
| 2656.2872 | 1125.2882
| 2656.1692 | 1125.2882
| 2656.0078 | 1125.2882
| 2655.9103 | 1125.2882
| 2655.7507 | 1125.2882
| 2655.5511 | 1125.2882
| 2655.4676 | 1125.2882
| 2655.3498 | 1125.2882
| 2655.1837 | 1125.2882
| 2655.0693 | 1125.2882
| 2654.961 | 1125.2882
| 2654.8214 | 1125.2882
| 2654.6703 | 1125.2882
| 2654.4763 | 1125.2882
| 2654.3695 | 1125.2882
| 2654.2778 | 1125.2882
| 2654.1281 | 1125.2882
| 2653.9609 | 1125.2882
| 2653.7869 | 1125.2882
| 2653.623 | 1125.2882
| 2653.5158 | 1125.2882
| 2653.343 | 1125.2882
| 2653.1901 | 1125.2882
| 2653.0244 | 1125.2882
| 2652.8993 | 1125.2882
| 2652.7999 | 1125.2882
| 2652.7271 | 1125.2882
| 2652.6123 | 1125.2882
| 2652.4846 | 1125.2882
| 2652.3004 | 1125.2882
| 2652.222 | 1125.2882
| 2652.065 | 1125.2882
| 2651.9255 | 1125.2882
| 2651.7985 | 1125.2882
| 2651.5465 | 1125.2882
| 2651.4554 | 1125.2882
| 2651.3286 | 1125.2882
| 2651.1715 | 1125.2882
| 2651.0363 | 1125.2882
| 2650.9376 | 1125.2882
| 2650.7554 | 1125.2882
| 2650.5315 | 1125.2882
| 2650.3882 | 1125.2882
| 2650.2434 | 1125.2882
| 2650.1187 | 1125.2882
| 2650.029 | 1125.2882
| 2649.8922 | 1125.2882
| 2649.792 | 1125.2882
| 2649.5915 | 1125.2882
| 2649.4336 | 1125.2882
| 2649.2549 | 1125.2882
| 2649.1024 | 1125.2882
| 2648.9366 | 1125.2882
| 2648.7963 | 1125.2882
| 2648.6501 | 1125.2882
| 2648.4933 | 1125.2882
| 2648.3499 | 1125.2882
| 2648.2193 | 1125.2882
| 2648.0615 | 1125.2882
| 2647.8974 | 1125.2882
| 2647.7301 | 1125.2882
| 2647.5388 | 1125.2882
| 2647.2657 | 1125.2882
| 2647.1609 | 1125.2882
| 2647.0959 | 1125.2882
| 2646.9622 | 1125.2882
| 2646.8371 | 1125.2882
| 2646.6948 | 1125.2882
| 2646.5552 | 1125.2882
| 2646.4096 | 1125.2882
| 2646.299 | 1125.2882
| 2646.0605 | 1125.2882
| 2645.9316 | 1125.2882
| 2645.8247 | 1125.2882
| 2645.7218 | 1125.2882
| 2645.6239 | 1125.2882
| 2645.5339 | 1125.2882
| 2645.286 | 1125.2882
| 2645.1574 | 1125.2882
| 2645.0252 | 1125.2882
| 2644.8815 | 1125.2882
| 2644.7672 | 1125.2882
| 2644.6914 | 1125.2882
| 2644.563 | 1125.2882
| 2644.4593 | 1125.2882
| 2644.3089 | 1125.2882
| 2644.1285 | 1125.2882
| 2643.946 | 1125.2882
| 2643.7615 | 1125.2882
| 2643.5959 | 1125.2882
| 2643.4724 | 1125.2882
| 2643.3589 | 1125.2882
| 2643.1651 | 1125.2882
| 2643.0532 | 1125.2882
| 2642.876 | 1125.2882
| 2642.7392 | 1125.2882
| 2642.6329 | 1125.2882
| 2642.5109 | 1125.2882
| 2642.385 | 1125.2882
| 2642.2358 | 1125.2882
| 2642.0927 | 1125.2882
| 2641.9032 | 1125.2882
| 2641.8028 | 1125.2882
| 2641.6208 | 1125.2882
| 2641.4528 | 1125.2882
| 2641.2223 | 1125.2882
| 2641.1612 | 1125.2882
| 2641.0639 | 1125.2882
| 2640.9364 | 1125.2882
| 2640.7986 | 1125.2882
| 2640.6624 | 1125.2882
| 2640.5643 | 1125.2882
| 2640.4737 | 1125.2882
| 2640.3675 | 1125.2882
| 2640.1913 | 1125.2882
| 2640.068 | 1125.2882
| 2639.9714 | 1125.2882
| 2639.834 | 1125.2882
| 2639.7051 | 1125.2882
| 2639.5007 | 1125.2882
| 2639.3459 | 1125.2882
| 2639.2579 | 1125.2882
| 2639.0147 | 1125.2882
| 2638.8763 | 1125.2882
| 2638.7711 | 1125.2882
| 2638.558 | 1125.2882
| 2638.4663 | 1125.2882
| 2638.3569 | 1125.2882
| 2638.1925 | 1125.2882
| 2638.0078 | 1125.2882
| 2637.7908 | 1125.2882
| 2637.6824 | 1125.2882
| 2637.5744 | 1125.2882
| 2637.4946 | 1125.2882
| 2637.3701 | 1125.2882
| 2637.1585 | 1125.2882
| 2637.039 | 1125.2882
| 2636.8825 | 1125.2882
| 2636.7752 | 1125.2882
| 2636.6809 | 1125.2882
| 2636.574 | 1125.2882
| 2636.4871 | 1125.2882
| 2636.3758 | 1125.2882
| 2636.259 | 1125.2882
| 2635.9818 | 1125.2882
| 2635.8894 | 1125.2882
| 2635.7328 | 1125.2882
| 2635.6208 | 1125.2882
| 2635.5349 | 1125.2882
| 2635.3598 | 1125.2882
| 2635.2462 | 1125.2882
| 2635.0413 | 1125.2882
| 2634.8619 | 1125.2882
| 2634.7038 | 1125.2882
| 2634.5778 | 1125.2882
| 2634.4071 | 1125.2882
| 2634.308 | 1125.2882
| 2634.0964 | 1125.2882
| 2634.0154 | 1125.2882
| 2633.8518 | 1125.2882
| 2633.7213 | 1125.2882
| 2633.5145 | 1125.2882
| 2633.4022 | 1125.2882
| 2633.2209 | 1125.2882
| 2633.0462 | 1125.2882
| 2632.8977 | 1125.2882
| 2632.7493 | 1125.2882
| 2632.6375 | 1125.2882
| 2632.4931 | 1125.2882
| 2632.3611 | 1125.2882
| 2632.2599 | 1125.2882
| 2632.1125 | 1125.2882
| 2632.0407 | 1125.2882
| 2631.8741 | 1125.2882
| 2631.6727 | 1125.2882
| 2631.514 | 1125.2882
| 2631.3137 | 1125.2882
| 2631.1962 | 1125.2882
| 2631.0918 | 1125.2882
| 2630.8829 | 1125.2882
| 2630.7453 | 1125.2882
| 2630.6879 | 1125.2882
| 2630.5166 | 1125.2882
| 2630.4003 | 1125.2882
| 2630.2508 | 1125.2882
| 2630.0048 | 1125.2882
| 2629.8277 | 1125.2882
| 2629.6624 | 1125.2882
| 2629.5545 | 1125.2882
| 2629.4196 | 1125.2882
| 2629.2769 | 1125.2882
| 2629.175 | 1125.2882
| 2629.0156 | 1125.2882
| 2628.8115 | 1125.2882
| 2628.7323 | 1125.2882
| 2628.4776 | 1125.2882
| 2628.4005 | 1125.2882
| 2628.2369 | 1125.2882
| 2628.1027 | 1125.2882
| 2628.0018 | 1125.2882
| 2627.8682 | 1125.2882
| 2627.7549 | 1125.2882
| 2627.6591 | 1125.2882
| 2627.5424 | 1125.2882
| 2627.4284 | 1125.2882
| 2627.2534 | 1125.2882
| 2627.0911 | 1125.2882
| 2626.9482 | 1125.2882
| 2626.8226 | 1125.2882
| 2626.6907 | 1125.2882
| 2626.5847 | 1125.2882
| 2626.427 | 1125.2882
| 2626.3241 | 1125.2882
| 2626.2117 | 1125.2882
| 2626.1022 | 1125.2882
| 2625.9729 | 1125.2882
| 2625.7742 | 1125.2882
| 2625.6475 | 1125.2882
| 2625.5209 | 1125.2882
| 2625.4332 | 1125.2882
| 2625.3499 | 1125.2882
| 2625.2223 | 1125.2882
| 2625.0876 | 1125.2882
| 2624.9565 | 1125.2882
| 2624.8666 | 1125.2882
| 2624.719 | 1125.2882
| 2624.5606 | 1125.2882
| 2624.3428 | 1125.2882
| 2624.2121 | 1125.2882
| 2624.1116 | 1125.2882
| 2623.9568 | 1125.2882
| 2623.8453 | 1125.2882
| 2623.7295 | 1125.2882
| 2623.6296 | 1125.2882
| 2623.5093 | 1125.2882
| 2623.4184 | 1125.2882
| 2623.2865 | 1125.2882
| 2623.1321 | 1125.2882
| 2622.9241 | 1125.2882
| 2622.8419 | 1125.2882
| 2622.7147 | 1125.2882
| 2622.5649 | 1125.2882
| 2622.4798 | 1125.2882
| 2622.3747 | 1125.2882
| 2622.262 | 1125.2882
| 2622.1489 | 1125.2882
| 2622.0571 | 1125.2882
| 2621.8588 | 1125.2882
| 2621.7334 | 1125.2882
| 2621.4941 | 1125.2882
| 2621.3668 | 1125.2882
| 2621.2569 | 1125.2882
| 2621.1016 | 1125.2882
| 2620.9725 | 1125.2882
| 2620.8443 | 1125.2882
| 2620.6506 | 1125.2882
| 2620.5313 | 1125.2882
| 2620.3675 | 1125.2882
| 2620.2234 | 1125.2882
| 2620.0863 | 1125.2882
| 2619.9573 | 1125.2882
| 2619.8394 | 1125.2882
| 2619.7072 | 1125.2882
| 2619.6002 | 1125.2882
| 2619.461 | 1125.2882
| 2619.2746 | 1125.2882
| 2619.2085 | 1125.2882
| 2619.0705 | 1125.2882
| 2618.8903 | 1125.2882
| 2618.7222 | 1125.2882
| 2618.5929 | 1125.2882
| 2618.4156 | 1125.2882
| 2618.3079 | 1125.2882
| 2618.1785 | 1125.2882
| 2618.085 | 1125.2882
| 2617.9668 | 1125.2882
| 2617.9131 | 1125.2882
| 2617.7553 | 1125.2882
| 2617.6711 | 1125.2882
| 2617.5231 | 1125.2882
| 2617.4176 | 1125.2882
| 2617.3387 | 1125.2882
| 2617.1439 | 1125.2882
| 2617.0015 | 1125.2882
| 2616.8701 | 1125.2882
| 2616.7092 | 1125.2882
| 2616.6225 | 1125.2882
| 2616.4951 | 1125.2882
| 2616.3859 | 1125.2882
| 2616.2853 | 1125.2882
| 2616.1897 | 1125.2882
| 2616.0469 | 1125.2882
| 2615.9163 | 1125.2882
| 2615.7958 | 1125.2882
| 2615.6361 | 1125.2882
| 2615.4898 | 1125.2882
| 2615.3785 | 1125.2882
| 2615.2754 | 1125.2882
| 2615.0969 | 1125.2882
| 2614.878 | 1125.2882
| 2614.6994 | 1125.2882
| 2614.6135 | 1125.2882
| 2614.4855 | 1125.2882
| 2614.3062 | 1125.2882
| 2614.1977 | 1125.2882
| 2614.1129 | 1125.2882
| 2614.0245 | 1125.2882
| 2613.8903 | 1125.2882
| 2613.7574 | 1125.2882
| 2613.6282 | 1125.2882
| 2613.5448 | 1125.2882
| 2613.3706 | 1125.2882
| 2613.1667 | 1125.2882
| 2613.0511 | 1125.2882
| 2612.9006 | 1125.2882
| 2612.7463 | 1125.2882
| 2612.6282 | 1125.2882
| 2612.4454 | 1125.2882
| 2612.3626 | 1125.2882
| 2612.1933 | 1125.2882
| 2612.0695 | 1125.2882
| 2611.9062 | 1125.2882
| 2611.7987 | 1125.2882
| 2611.6465 | 1125.2882
| 2611.4591 | 1125.2882
| 2611.2944 | 1125.2882
| 2611.2118 | 1125.2882
| 2611.1078 | 1125.2882
| 2610.8974 | 1125.2882
| 2610.7475 | 1125.2882
| 2610.5962 | 1125.2882
| 2610.4453 | 1125.2882
| 2610.3305 | 1125.2882
| 2610.2185 | 1125.2882
| 2610.0647 | 1125.2882
| 2609.9069 | 1125.2882
| 2609.7317 | 1125.2882
| 2609.6289 | 1125.2882
| 2609.5116 | 1125.2882
| 2609.3381 | 1125.2882
| 2609.1636 | 1125.2882
| 2609.0677 | 1125.2882
| 2608.8995 | 1125.2882
| 2608.7607 | 1125.2882
| 2608.6404 | 1125.2882
| 2608.5605 | 1125.2882
| 2608.424 | 1125.2882
| 2608.3102 | 1125.2882
| 2608.224 | 1125.2882
| 2608.1024 | 1125.2882
| 2607.9885 | 1125.2882
| 2607.8553 | 1125.2882
| 2607.7781 | 1125.2882
| 2607.6853 | 1125.2882
| 2607.5664 | 1125.2882
| 2607.4542 | 1125.2882
| 2607.3571 | 1125.2882
| 2607.1729 | 1125.2882
| 2607.0936 | 1125.2882
| 2606.9933 | 1125.2882
| 2606.8348 | 1125.2882
| 2606.6942 | 1125.2882
| 2606.4888 | 1125.2882
| 2606.3631 | 1125.2882
| 2606.1917 | 1125.2882
| 2606.0821 | 1125.2882
| 2605.9351 | 1125.2882
| 2605.7861 | 1125.2882
| 2605.6906 | 1125.2882
| 2605.5659 | 1125.2882
| 2605.4049 | 1125.2882
| 2605.2487 | 1125.2882
| 2605.16 | 1125.2882
| 2604.9883 | 1125.2882
| 2604.7775 | 1125.2882
| 2604.6457 | 1125.2882
| 2604.4679 | 1125.2882
| 2604.3133 | 1125.2882
| 2604.1477 | 1125.2882
| 2603.9725 | 1125.2882
| 2603.8473 | 1125.2882
| 2603.7982 | 1125.2882
| 2603.6519 | 1125.2882
| 2603.4976 | 1125.2882
| 2603.3517 | 1125.2882
| 2603.1571 | 1125.2882
| 2603.0452 | 1125.2882
| 2602.8348 | 1125.2882
| 2602.7379 | 1125.2882
| 2602.5963 | 1125.2882
| 2602.4699 | 1125.2882
| 2602.3768 | 1125.2882
| 2602.2455 | 1125.2882
| 2602.1291 | 1125.2882
| 2602.008 | 1125.2882
| 2601.8659 | 1125.2882
| 2601.7207 | 1125.2882
| 2601.6092 | 1125.2882
| 2601.4588 | 1125.2882
| 2601.3016 | 1125.2882
| 2601.1892 | 1125.2882
| 2601.0569 | 1125.2882
| 2600.9216 | 1125.2882
| 2600.8269 | 1125.2882
| 2600.6704 | 1125.2882
| 2600.5354 | 1125.2882
| 2600.3941 | 1125.2882
| 2600.251 | 1125.2882
| 2600.1159 | 1125.2882
| 2599.9626 | 1125.2882
| 2599.8721 | 1125.2882
| 2599.664 | 1125.2882
| 2599.5608 | 1125.2882
| 2599.482 | 1125.2882
| 2599.3775 | 1125.2882
| 2599.2693 | 1125.2882
| 2599.1324 | 1125.2882
| 2598.9068 | 1125.2882
| 2598.6839 | 1125.2882
| 2598.5215 | 1125.2882
| 2598.4119 | 1125.2882
| 2598.2339 | 1125.2882
| 2598.1064 | 1125.2882
| 2597.9912 | 1125.2882
| 2597.8466 | 1125.2882
| 2597.6667 | 1125.2882
| 2597.6017 | 1125.2882
| 2597.4649 | 1125.2882
| 2597.3453 | 1125.2882
| 2597.2331 | 1125.2882
| 2597.0569 | 1125.2882
| 2596.9378 | 1125.2882
| 2596.8156 | 1125.2882
| 2596.7036 | 1125.2882
| 2596.6425 | 1125.2882
| 2596.4637 | 1125.2882
| 2596.2678 | 1125.2882
| 2596.0697 | 1125.2882
| 2595.9714 | 1125.2882
| 2595.8881 | 1125.2882
| 2595.7148 | 1125.2882
| 2595.5592 | 1125.2882
| 2595.4728 | 1125.2882
| 2595.3351 | 1125.2882
| 2595.1923 | 1125.2882
| 2595.0969 | 1125.2882
| 2594.9274 | 1125.2882
| 2594.7913 | 1125.2882
| 2594.6703 | 1125.2882
| 2594.5941 | 1125.2882
| 2594.414 | 1125.2882
| 2594.2573 | 1125.2882
| 2594.1494 | 1125.2882
| 2594.0219 | 1125.2882
| 2593.8435 | 1125.2882
| 2593.7682 | 1125.2882
| 2593.664 | 1125.2882
| 2593.519 | 1125.2882
| 2593.4324 | 1125.2882
| 2593.3101 | 1125.2882
| 2593.1285 | 1125.2882
| 2593.0324 | 1125.2882
| 2592.9174 | 1125.2882
| 2592.7261 | 1125.2882
| 2592.5952 | 1125.2882
| 2592.5149 | 1125.2882
| 2592.4413 | 1125.2882
| 2592.3724 | 1125.2882
| 2592.2844 | 1125.2882
| 2592.1874 | 1125.2882
| 2591.9558 | 1125.2882
| 2591.8183 | 1125.2882
| 2591.7066 | 1125.2882
| 2591.6081 | 1125.2882
| 2591.4607 | 1125.2882
| 2591.2887 | 1125.2882
| 2591.1229 | 1125.2882
| 2590.9457 | 1125.2882
| 2590.7843 | 1125.2882
| 2590.6731 | 1125.2882
| 2590.5237 | 1125.2882
| 2590.314 | 1125.2882
| 2590.1661 | 1125.2882
| 2589.9888 | 1125.2882
| 2589.8678 | 1125.2882
| 2589.8047 | 1125.2882
| 2589.7008 | 1125.2882
| 2589.6234 | 1125.2882
| 2589.4946 | 1125.2882
| 2589.3629 | 1125.2882
| 2589.2635 | 1125.2882
| 2589.1155 | 1125.2882
| 2588.9225 | 1125.2882
| 2588.7772 | 1125.2882
| 2588.6124 | 1125.2882
| 2588.3901 | 1125.2882
| 2588.1627 | 1125.2882
| 2587.9856 | 1125.2882
| 2587.8947 | 1125.2882
| 2587.7073 | 1125.2882
| 2587.597 | 1125.2882
| 2587.4062 | 1125.2882
| 2587.309 | 1125.2882
| 2587.1988 | 1125.2882
| 2587.0702 | 1125.2882
| 2586.9028 | 1125.2882
| 2586.8208 | 1125.2882
| 2586.6994 | 1125.2882
| 2586.592 | 1125.2882
| 2586.4986 | 1125.2882
| 2586.3815 | 1125.2882
| 2586.2208 | 1125.2882
| 2586.0757 | 1125.2882
| 2585.94 | 1125.2882
| 2585.7559 | 1125.2882
| 2585.633 | 1125.2882
| 2585.5207 | 1125.2882
| 2585.3287 | 1125.2882
| 2585.207 | 1125.2882
| 2585.0759 | 1125.2882
| 2584.9617 | 1125.2882
| 2584.849 | 1125.2882
| 2584.746 | 1125.2882
| 2584.6268 | 1125.2882
| 2584.478 | 1125.2882
| 2584.411 | 1125.2882
| 2584.319 | 1125.2882
| 2584.1304 | 1125.2882
| 2584.0037 | 1125.2882
| 2583.9077 | 1125.2882
| 2583.7824 | 1125.2882
| 2583.6463 | 1125.2882
| 2583.4384 | 1125.2882
| 2583.3294 | 1125.2882
| 2583.1668 | 1125.2882
| 2583.008 | 1125.2882
| 2582.8668 | 1125.2882
| 2582.7101 | 1125.2882
| 2582.6168 | 1125.2882
| 2582.4812 | 1125.2882
| 2582.3768 | 1125.2882
| 2582.2493 | 1125.2882
| 2582.1492 | 1125.2882
| 2582.0312 | 1125.2882
| 2581.9313 | 1125.2882
| 2581.8232 | 1125.2882
| 2581.7153 | 1125.2882
| 2581.6482 | 1125.2882
| 2581.4726 | 1125.2882
| 2581.353 | 1125.2882
| 2581.1258 | 1125.2882
| 2581.0144 | 1125.2882
| 2580.888 | 1125.2882
| 2580.7875 | 1125.2882
| 2580.4995 | 1125.2882
| 2580.3636 | 1125.2882
| 2580.2627 | 1125.2882
| 2580.0618 | 1125.2882
| 2579.9791 | 1125.2882
| 2579.8763 | 1125.2882
| 2579.7422 | 1125.2882
| 2579.5941 | 1125.2882
| 2579.4452 | 1125.2882
| 2579.3465 | 1125.2882
| 2579.196 | 1125.2882
| 2579.116 | 1125.2882
| 2578.9933 | 1125.2882
| 2578.9239 | 1125.2882
| 2578.7349 | 1125.2882
| 2578.6652 | 1125.2882
| 2578.5368 | 1125.2882
| 2578.4275 | 1125.2882
| 2578.2394 | 1125.2882
| 2578.1576 | 1125.2882
| 2578.006 | 1125.2882
| 2577.9412 | 1125.2882
| 2577.7948 | 1125.2882
| 2577.6816 | 1125.2882
| 2577.4809 | 1125.2882
| 2577.3253 | 1125.2882
| 2577.2235 | 1125.2882
| 2577.1217 | 1125.2882
| 2576.9686 | 1125.2882
| 2576.8704 | 1125.2882
| 2576.6908 | 1125.2882
| 2576.5892 | 1125.2882
| 2576.5157 | 1125.2882
| 2576.39 | 1125.2882
| 2576.2432 | 1125.2882
| 2576.1462 | 1125.2882
| 2575.9804 | 1125.2882
| 2575.8788 | 1125.2882
| 2575.7597 | 1125.2882
| 2575.6735 | 1125.2882
| 2575.5623 | 1125.2882
| 2575.3883 | 1125.2882
| 2575.2433 | 1125.2882
| 2575.1571 | 1125.2882
| 2575.0743 | 1125.2882
| 2574.9591 | 1125.2882
| 2574.8168 | 1125.2882
| 2574.7273 | 1125.2882
| 2574.6378 | 1125.2882
| 2574.5302 | 1125.2882
| 2574.4387 | 1125.2882
| 2574.3085 | 1125.2882
| 2574.1842 | 1125.2882
| 2574.0732 | 1125.2882
| 2573.9813 | 1125.2882
| 2573.8101 | 1125.2882
| 2573.6907 | 1125.2882
| 2573.5811 | 1125.2882
| 2573.4574 | 1125.2882
| 2573.286 | 1125.2882
| 2573.2035 | 1125.2882
| 2573.1227 | 1125.2882
| 2572.9488 | 1125.2882
| 2572.8268 | 1125.2882
| 2572.7215 | 1125.2882
| 2572.6165 | 1125.2882
| 2572.5376 | 1125.2882
| 2572.4437 | 1125.2882
| 2572.2714 | 1125.2882
| 2572.1643 | 1125.2882
| 2571.956 | 1125.2882
| 2571.8147 | 1125.2882
| 2571.6602 | 1125.2882
| 2571.4172 | 1125.2882
| 2571.3236 | 1125.2882
| 2571.2075 | 1125.2882
| 2571.0502 | 1125.2882
| 2570.9679 | 1125.2882
| 2570.8811 | 1125.2882
| 2570.7458 | 1125.2882
| 2570.6186 | 1125.2882
| 2570.4854 | 1125.2882
| 2570.2477 | 1125.2882
| 2570.0574 | 1125.2882
| 2569.9235 | 1125.2882
| 2569.8226 | 1125.2882
| 2569.7078 | 1125.2882
| 2569.5812 | 1125.2882
| 2569.3838 | 1125.2882
| 2569.3138 | 1125.2882
| 2569.1158 | 1125.2882
| 2568.945 | 1125.2882
| 2568.8215 | 1125.2882
| 2568.6484 | 1125.2882
| 2568.4463 | 1125.2882
| 2568.3483 | 1125.2882
| 2568.1381 | 1125.2882
| 2567.9112 | 1125.2882
| 2567.8264 | 1125.2882
| 2567.6768 | 1125.2882
| 2567.6043 | 1125.2882
| 2567.4725 | 1125.2882
| 2567.3786 | 1125.2882
| 2567.2332 | 1125.2882
| 2567.1225 | 1125.2882
| 2567.0012 | 1125.2882
| 2566.8735 | 1125.2882
| 2566.792 | 1125.2882
| 2566.7123 | 1125.2882
| 2566.5819 | 1125.2882
| 2566.3718 | 1125.2882
| 2566.2754 | 1125.2882
| 2566.1174 | 1125.2882
| 2565.9938 | 1125.2882
| 2565.8649 | 1125.2882
| 2565.6998 | 1125.2882
| 2565.5692 | 1125.2882
| 2565.4886 | 1125.2882
| 2565.3203 | 1125.2882
| 2565.2004 | 1125.2882
| 2565.0988 | 1125.2882
| 2565.0363 | 1125.2882
| 2564.9467 | 1125.2882
| 2564.8488 | 1125.2882
| 2564.6249 | 1125.2882
| 2564.3587 | 1125.2882
| 2564.253 | 1125.2882
| 2564.1156 | 1125.2882
| 2563.9824 | 1125.2882
| 2563.8451 | 1125.2882
| 2563.6847 | 1125.2882
| 2563.6047 | 1125.2882
| 2563.4293 | 1125.2882
| 2563.2111 | 1125.2882
| 2563.1553 | 1125.2882
| 2563.016 | 1125.2882
| 2562.9108 | 1125.2882
| 2562.8381 | 1125.2882
| 2562.7503 | 1125.2882
| 2562.5428 | 1125.2882
| 2562.3819 | 1125.2882
| 2562.2638 | 1125.2882
| 2562.1568 | 1125.2882
| 2561.9273 | 1125.2882
| 2561.7807 | 1125.2882
| 2561.6031 | 1125.2882
| 2561.4766 | 1125.2882
| 2561.3586 | 1125.2882
| 2561.2393 | 1125.2882
| 2561.0648 | 1125.2882
| 2560.9118 | 1125.2882
| 2560.7938 | 1125.2882
| 2560.621 | 1125.2882
| 2560.5397 | 1125.2882
| 2560.399 | 1125.2882
| 2560.2576 | 1125.2882
| 2560.1761 | 1125.2882
| 2559.9917 | 1125.2882
| 2559.8836 | 1125.2882
| 2559.7565 | 1125.2882
| 2559.6497 | 1125.2882
| 2559.4675 | 1125.2882
| 2559.2805 | 1125.2882
| 2559.1719 | 1125.2882
| 2559.0968 | 1125.2882
| 2558.9418 | 1125.2882
| 2558.8354 | 1125.2882
| 2558.7202 | 1125.2882
| 2558.6218 | 1125.2882
| 2558.4472 | 1125.2882
| 2558.3465 | 1125.2882
| 2558.1705 | 1125.2882
| 2558.0624 | 1125.2882
| 2557.9311 | 1125.2882
| 2557.802 | 1125.2882
| 2557.6818 | 1125.2882
| 2557.5916 | 1125.2882
| 2557.4555 | 1125.2882
| 2557.247 | 1125.2882
| 2557.0856 | 1125.2882
| 2556.9728 | 1125.2882
| 2556.8458 | 1125.2882
| 2556.6559 | 1125.2882
| 2556.6151 | 1125.2882
| 2556.4961 | 1125.2882
| 2556.3253 | 1125.2882
| 2556.2375 | 1125.2882
| 2556.1079 | 1125.2882
| 2556.0395 | 1125.2882
| 2555.9206 | 1125.2882
| 2555.7581 | 1125.2882
| 2555.6562 | 1125.2882
| 2555.5267 | 1125.2882
| 2555.3729 | 1125.2882
| 2555.1686 | 1125.2882
| 2554.9628 | 1125.2882
| 2554.8211 | 1125.2882
| 2554.7188 | 1125.2882
| 2554.5989 | 1125.2882
| 2554.4822 | 1125.2882
| 2554.3737 | 1125.2882
| 2554.2479 | 1125.2882
| 2554.1434 | 1125.2882
| 2554.0109 | 1125.2882
| 2553.8749 | 1125.2882
| 2553.7289 | 1125.2882
| 2553.5716 | 1125.2882
| 2553.4503 | 1125.2882
| 2553.2135 | 1125.2882
| 2553.1108 | 1125.2882
| 2552.9899 | 1125.2882
| 2552.8015 | 1125.2882
| 2552.6256 | 1125.2882
| 2552.4982 | 1125.2882
| 2552.3843 | 1125.2882
| 2552.1887 | 1125.2882
| 2552.0902 | 1125.2882
| 2551.9719 | 1125.2882
| 2551.8402 | 1125.2882
| 2551.6702 | 1125.2882
| 2551.562 | 1125.2882
| 2551.3978 | 1125.2882
| 2551.2978 | 1125.2882
| 2551.2144 | 1125.2882
| 2551.1049 | 1125.2882
| 2550.9522 | 1125.2882
| 2550.8057 | 1125.2882
| 2550.6494 | 1125.2882
| 2550.475 | 1125.2882
| 2550.3341 | 1125.2882
| 2550.1918 | 1125.2882
| 2550.1162 | 1125.2882
| 2550.0217 | 1125.2882
| 2549.9209 | 1125.2882
| 2549.7441 | 1125.2882
| 2549.5845 | 1125.2882
| 2549.4787 | 1125.2882
| 2549.3428 | 1125.2882
| 2549.2671 | 1125.2882
| 2549.1026 | 1125.2882
| 2548.9351 | 1125.2882
| 2548.828 | 1125.2882
| 2548.7207 | 1125.2882
| 2548.6056 | 1125.2882
| 2548.4993 | 1125.2882
| 2548.3167 | 1125.2882
| 2548.1899 | 1125.2882
| 2548.0838 | 1125.2882
| 2548.0214 | 1125.2882
| 2547.9157 | 1125.2882
| 2547.8571 | 1125.2882
| 2547.7531 | 1125.2882
| 2547.7077 | 1125.2882
| 2547.5981 | 1125.2882
| 2547.5181 | 1125.2882
| 2547.3521 | 1125.2882
| 2547.2141 | 1125.2882
| 2547.0201 | 1125.2882
| 2546.8412 | 1125.2882
| 2546.6245 | 1125.2882
| 2546.4515 | 1125.2882
| 2546.3482 | 1125.2882
| 2546.2003 | 1125.2882
| 2546.0686 | 1125.2882
| 2545.9031 | 1125.2882
| 2545.7332 | 1125.2882
| 2545.5864 | 1125.2882
| 2545.4567 | 1125.2882
| 2545.3216 | 1125.2882
| 2545.2133 | 1125.2882
| 2545.0457 | 1125.2882
| 2544.9368 | 1125.2882
| 2544.7743 | 1125.2882
| 2544.5937 | 1125.2882
| 2544.4718 | 1125.2882
| 2544.2083 | 1125.2882
| 2544.0526 | 1125.2882
| 2543.9574 | 1125.2882
| 2543.7316 | 1125.2882
| 2543.6245 | 1125.2882
| 2543.5312 | 1125.2882
| 2543.4504 | 1125.2882
| 2543.3608 | 1125.2882
| 2543.1808 | 1125.2882
| 2542.9765 | 1125.2882
| 2542.8066 | 1125.2882
| 2542.656 | 1125.2882
| 2542.5014 | 1125.2882
| 2542.3758 | 1125.2882
| 2542.2349 | 1125.2882
| 2542.1312 | 1125.2882
| 2542.0006 | 1125.2882
| 2541.7842 | 1125.2882
| 2541.6597 | 1125.2882
| 2541.4869 | 1125.2882
| 2541.4133 | 1125.2882
| 2541.2682 | 1125.2882
| 2541.0751 | 1125.2882
| 2540.9551 | 1125.2882
| 2540.8374 | 1125.2882
| 2540.7618 | 1125.2882
| 2540.6159 | 1125.2882
| 2540.4975 | 1125.2882
| 2540.3451 | 1125.2882
| 2540.1872 | 1125.2882
| 2540.0593 | 1125.2882
| 2539.9671 | 1125.2882
| 2539.8384 | 1125.2882
| 2539.7171 | 1125.2882
| 2539.5705 | 1125.2882
| 2539.3654 | 1125.2882
| 2539.2388 | 1125.2882
| 2539.1138 | 1125.2882
| 2539.0262 | 1125.2882
| 2538.9182 | 1125.2882
| 2538.8134 | 1125.2882
| 2538.6986 | 1125.2882
| 2538.6075 | 1125.2882
| 2538.5019 | 1125.2882
| 2538.3399 | 1125.2882
| 2538.2343 | 1125.2882
| 2538.1014 | 1125.2882
| 2537.8674 | 1125.2882
| 2537.688 | 1125.2882
| 2537.5532 | 1125.2882
| 2537.4136 | 1125.2882
| 2537.2993 | 1125.2882
| 2537.1957 | 1125.2882
| 2537.0314 | 1125.2882
| 2536.9411 | 1125.2882
| 2536.7545 | 1125.2882
| 2536.671 | 1125.2882
| 2536.5664 | 1125.2882
| 2536.4623 | 1125.2882
| 2536.2307 | 1125.2882
| 2536.1202 | 1125.2882
| 2535.963 | 1125.2882
| 2535.7915 | 1125.2882
| 2535.665 | 1125.2882
| 2535.5569 | 1125.2882
| 2535.4198 | 1125.2882
| 2535.3242 | 1125.2882
| 2535.1741 | 1125.2882
| 2535.062 | 1125.2882
| 2534.9196 | 1125.2882
| 2534.7979 | 1125.2882
| 2534.6561 | 1125.2882
| 2534.5543 | 1125.2882
| 2534.4528 | 1125.2882
| 2534.3274 | 1125.2882
| 2534.2205 | 1125.2882
| 2534.1042 | 1125.2882
| 2533.9894 | 1125.2882
| 2533.8592 | 1125.2882
| 2533.7062 | 1125.2882
| 2533.5872 | 1125.2882
| 2533.4569 | 1125.2882
| 2533.2819 | 1125.2882
| 2533.1327 | 1125.2882
| 2532.9936 | 1125.2882
| 2532.8228 | 1125.2882
| 2532.7174 | 1125.2882
| 2532.6096 | 1125.2882
| 2532.5201 | 1125.2882
| 2532.4103 | 1125.2882
| 2532.2741 | 1125.2882
| 2532.1245 | 1125.2882
| 2531.9803 | 1125.2882
| 2531.8412 | 1125.2882
| 2531.7216 | 1125.2882
| 2531.6397 | 1125.2882
| 2531.4796 | 1125.2882
| 2531.3298 | 1125.2882
| 2531.2285 | 1125.2882
| 2531.056 | 1125.2882
| 2530.9252 | 1125.2882
| 2530.8185 | 1125.2882
| 2530.7404 | 1125.2882
| 2530.5804 | 1125.2882
| 2530.3719 | 1125.2882
| 2530.2468 | 1125.2882
| 2530.1486 | 1125.2882
| 2530.0283 | 1125.2882
| 2529.9024 | 1125.2882
| 2529.784 | 1125.2882
| 2529.6633 | 1125.2882
| 2529.4723 | 1125.2882
| 2529.341 | 1125.2882
| 2529.2431 | 1125.2882
| 2529.1677 | 1125.2882
| 2528.9931 | 1125.2882
| 2528.911 | 1125.2882
| 2528.7719 | 1125.2882
| 2528.6627 | 1125.2882
| 2528.4662 | 1125.2882
| 2528.3205 | 1125.2882
| 2528.1812 | 1125.2882
| 2528.0375 | 1125.2882
| 2527.9111 | 1125.2882
| 2527.8294 | 1125.2882
| 2527.6498 | 1125.2882
| 2527.559 | 1125.2882
| 2527.4638 | 1125.2882
| 2527.3416 | 1125.2882
| 2527.2488 | 1125.2882
| 2527.1458 | 1125.2882
| 2527.0008 | 1125.2882
| 2526.8723 | 1125.2882
| 2526.7548 | 1125.2882
| 2526.6159 | 1125.2882
| 2526.4951 | 1125.2882
| 2526.3734 | 1125.2882
| 2526.2584 | 1125.2882
| 2526.1415 | 1125.2882
| 2526.0297 | 1125.2882
| 2525.9299 | 1125.2882
| 2525.7786 | 1125.2882
| 2525.6782 | 1125.2882
| 2525.5407 | 1125.2882
| 2525.3637 | 1125.2882
| 2525.212 | 1125.2882
| 2525.0797 | 1125.2882
| 2524.895 | 1125.2882
| 2524.7933 | 1125.2882
| 2524.6692 | 1125.2882
| 2524.5876 | 1125.2882
| 2524.4779 | 1125.2882
| 2524.3624 | 1125.2882
| 2524.2596 | 1125.2882
| 2524.0818 | 1125.2882
| 2523.9904 | 1125.2882
| 2523.8085 | 1125.2882
| 2523.6407 | 1125.2882
| 2523.5087 | 1125.2882
| 2523.3699 | 1125.2882
| 2523.2173 | 1125.2882
| 2523.0896 | 1125.2882
| 2522.8986 | 1125.2882
| 2522.8011 | 1125.2882
| 2522.6586 | 1125.2882
| 2522.5559 | 1125.2882
| 2522.4412 | 1125.2882
| 2522.3223 | 1125.2882
| 2522.2345 | 1125.2882
| 2522.087 | 1125.2882
| 2522.0179 | 1125.2882
| 2521.9002 | 1125.2882
| 2521.787 | 1125.2882
| 2521.6284 | 1125.2882
| 2521.5155 | 1125.2882
| 2521.4029 | 1125.2882
| 2521.3384 | 1125.2882
| 2521.253 | 1125.2882
| 2521.1651 | 1125.2882
| 2521.024 | 1125.2882
| 2520.8544 | 1125.2882
| 2520.7257 | 1125.2882
| 2520.5744 | 1125.2882
| 2520.4894 | 1125.2882
| 2520.3862 | 1125.2882
| 2520.3118 | 1125.2882
| 2520.2302 | 1125.2882
| 2520.1251 | 1125.2882
| 2520.0464 | 1125.2882
| 2519.968 | 1125.2882
| 2519.7792 | 1125.2882
| 2519.655 | 1125.2882
| 2519.5062 | 1125.2882
| 2519.387 | 1125.2882
| 2519.2699 | 1125.2882
| 2519.1932 | 1125.2882
| 2519.0929 | 1125.2882
| 2518.9936 | 1125.2882
| 2518.8141 | 1125.2882
| 2518.6154 | 1125.2882
| 2518.4387 | 1125.2882
| 2518.3264 | 1125.2882
| 2518.2216 | 1125.2882
| 2518.1097 | 1125.2882
| 2518.043 | 1125.2882
| 2517.8326 | 1125.2882
| 2517.6841 | 1125.2882
| 2517.5022 | 1125.2882
| 2517.4041 | 1125.2882
| 2517.2615 | 1125.2882
| 2517.1112 | 1125.2882
| 2517.0283 | 1125.2882
| 2516.8845 | 1125.2882
| 2516.7132 | 1125.2882
| 2516.5859 | 1125.2882
| 2516.4685 | 1125.2882
| 2516.3722 | 1125.2882
| 2516.2102 | 1125.2882
| 2516.0754 | 1125.2882
| 2515.949 | 1125.2882
| 2515.7605 | 1125.2882
| 2515.6036 | 1125.2882
| 2515.4486 | 1125.2882
| 2515.3603 | 1125.2882
| 2515.246 | 1125.2882
| 2515.1492 | 1125.2882
| 2514.9932 | 1125.2882
| 2514.8701 | 1125.2882
| 2514.7408 | 1125.2882
| 2514.5212 | 1125.2882
| 2514.3491 | 1125.2882
| 2514.1926 | 1125.2882
| 2514.0772 | 1125.2882
| 2513.9459 | 1125.2882
| 2513.7761 | 1125.2882
| 2513.6801 | 1125.2882
| 2513.5804 | 1125.2882
| 2513.4578 | 1125.2882
| 2513.3637 | 1125.2882
| 2513.2132 | 1125.2882
| 2513.1095 | 1125.2882
| 2512.9828 | 1125.2882
| 2512.8413 | 1125.2882
| 2512.7806 | 1125.2882
| 2512.6485 | 1125.2882
| 2512.5414 | 1125.2882
| 2512.4035 | 1125.2882
| 2512.2628 | 1125.2882
| 2512.1403 | 1125.2882
| 2512.0306 | 1125.2882
| 2511.9192 | 1125.2882
| 2511.7225 | 1125.2882
| 2511.6269 | 1125.2882
| 2511.4847 | 1125.2882
| 2511.364 | 1125.2882
| 2511.2763 | 1125.2882
| 2511.1588 | 1125.2882
| 2511.0685 | 1125.2882
| 2510.9569 | 1125.2882
| 2510.8371 | 1125.2882
| 2510.7489 | 1125.2882
| 2510.6173 | 1125.2882
| 2510.4735 | 1125.2882
| 2510.3838 | 1125.2882
| 2510.2589 | 1125.2882
| 2510.1243 | 1125.2882
| 2509.9874 | 1125.2882
| 2509.893 | 1125.2882
| 2509.7396 | 1125.2882
| 2509.6611 | 1125.2882
| 2509.5436 | 1125.2882
| 2509.4385 | 1125.2882
| 2509.312 | 1125.2882
| 2509.19 | 1125.2882
| 2509.0682 | 1125.2882
| 2508.924 | 1125.2882
| 2508.7411 | 1125.2882
| 2508.6634 | 1125.2882
| 2508.5721 | 1125.2882
| 2508.4802 | 1125.2882
| 2508.3677 | 1125.2882
| 2508.1938 | 1125.2882
| 2508.1191 | 1125.2882
| 2507.9783 | 1125.2882
| 2507.8789 | 1125.2882
| 2507.7702 | 1125.2882
| 2507.5908 | 1125.2882
| 2507.435 | 1125.2882
| 2507.281 | 1125.2882
| 2507.1652 | 1125.2882
| 2507.016 | 1125.2882
| 2506.8879 | 1125.2882
| 2506.7426 | 1125.2882
| 2506.6375 | 1125.2882
| 2506.5388 | 1125.2882
| 2506.407 | 1125.2882
| 2506.2742 | 1125.2882
| 2506.1152 | 1125.2882
| 2506.0568 | 1125.2882
| 2505.9917 | 1125.2882
| 2505.9139 | 1125.2882
| 2505.7783 | 1125.2882
| 2505.6102 | 1125.2882
| 2505.4758 | 1125.2882
| 2505.3695 | 1125.2882
| 2505.2015 | 1125.2882
| 2505.0747 | 1125.2882
| 2505.0048 | 1125.2882
| 2504.8336 | 1125.2882
| 2504.6793 | 1125.2882
| 2504.5872 | 1125.2882
| 2504.4441 | 1125.2882
| 2504.2961 | 1125.2882
| 2504.1361 | 1125.2882
| 2504.0065 | 1125.2882
| 2503.892 | 1125.2882
| 2503.7502 | 1125.2882
| 2503.5936 | 1125.2882
| 2503.4751 | 1125.2882
| 2503.334 | 1125.2882
| 2503.2158 | 1125.2882
| 2503.1399 | 1125.2882
| 2503.106 | 1125.2882
| 2503.0329 | 1125.2882
| 2502.908 | 1125.2882
| 2502.8257 | 1125.2882
| 2502.7486 | 1125.2882
| 2502.6635 | 1125.2882
| 2502.545 | 1125.2882
| 2502.4526 | 1125.2882
| 2502.3257 | 1125.2882
| 2502.1826 | 1125.2882
| 2502.1293 | 1125.2882
| 2502.0392 | 1125.2882
| 2501.9299 | 1125.2882
| 2501.8588 | 1125.2882
| 2501.7688 | 1125.2882
| 2501.629 | 1125.2882
| 2501.52 | 1125.2882
| 2501.4256 | 1125.2882
| 2501.306 | 1125.2882
| 2501.1392 | 1125.2882
| 2500.9356 | 1125.2882
| 2500.798 | 1125.2882
| 2500.6218 | 1125.2882
| 2500.4941 | 1125.2882
| 2500.4173 | 1125.2882
| 2500.2849 | 1125.2882
| 2500.1485 | 1125.2882
| 2500.0253 | 1125.2882
| 2499.9033 | 1125.2882
| 2499.7571 | 1125.2882
| 2499.6759 | 1125.2882
| 2499.5206 | 1125.2882
| 2499.3498 | 1125.2882
| 2499.258 | 1125.2882
| 2499.1009 | 1125.2882
| 2499.0159 | 1125.2882
| 2498.9042 | 1125.2882
| 2498.8203 | 1125.2882
| 2498.6828 | 1125.2882
| 2498.5176 | 1125.2882
| 2498.411 | 1125.2882
| 2498.2842 | 1125.2882
| 2498.1726 | 1125.2882
| 2498.0837 | 1125.2882
| 2497.9563 | 1125.2882
| 2497.8463 | 1125.2882
| 2497.718 | 1125.2882
| 2497.5282 | 1125.2882
| 2497.3827 | 1125.2882
| 2497.2635 | 1125.2882
| 2497.1831 | 1125.2882
| 2497.0268 | 1125.2882
| 2496.9135 | 1125.2882
| 2496.7947 | 1125.2882
| 2496.5116 | 1125.2882
| 2496.436 | 1125.2882
| 2496.3377 | 1125.2882
| 2496.2534 | 1125.2882
| 2496.1055 | 1125.2882
| 2495.9735 | 1125.2882
| 2495.8296 | 1125.2882
| 2495.6995 | 1125.2882
| 2495.5607 | 1125.2882
| 2495.4966 | 1125.2882
| 2495.3213 | 1125.2882
| 2495.1832 | 1125.2882
| 2495.1061 | 1125.2882
| 2494.955 | 1125.2882
| 2494.8562 | 1125.2882
| 2494.7306 | 1125.2882
| 2494.5363 | 1125.2882
| 2494.4006 | 1125.2882
| 2494.3205 | 1125.2882
| 2494.2308 | 1125.2882
| 2494.1165 | 1125.2882
| 2493.9724 | 1125.2882
| 2493.9032 | 1125.2882
| 2493.7407 | 1125.2882
| 2493.6419 | 1125.2882
| 2493.5645 | 1125.2882
| 2493.4155 | 1125.2882
| 2493.2977 | 1125.2882
| 2493.1619 | 1125.2882
| 2493.0801 | 1125.2882
| 2492.9578 | 1125.2882
| 2492.8014 | 1125.2882
| 2492.6597 | 1125.2882
| 2492.5058 | 1125.2882
| 2492.3649 | 1125.2882
| 2492.2386 | 1125.2882
| 2492.1385 | 1125.2882
| 2492.0505 | 1125.2882
| 2491.9254 | 1125.2882
| 2491.8399 | 1125.2882
| 2491.643 | 1125.2882
| 2491.5496 | 1125.2882
| 2491.4192 | 1125.2882
| 2491.2097 | 1125.2882
| 2491.1107 | 1125.2882
| 2490.9994 | 1125.2882
| 2490.9119 | 1125.2882
| 2490.7971 | 1125.2882
| 2490.6516 | 1125.2882
| 2490.5303 | 1125.2882
| 2490.3085 | 1125.2882
| 2490.2028 | 1125.2882
| 2490.0811 | 1125.2882
| 2490.0043 | 1125.2882
| 2489.8701 | 1125.2882
| 2489.761 | 1125.2882
| 2489.5949 | 1125.2882
| 2489.4435 | 1125.2882
| 2489.3448 | 1125.2882
| 2489.2405 | 1125.2882
| 2489.1591 | 1125.2882
| 2489.0089 | 1125.2882
| 2488.9279 | 1125.2882
| 2488.7596 | 1125.2882
| 2488.651 | 1125.2882
| 2488.5233 | 1125.2882
| 2488.4475 | 1125.2882
| 2488.3451 | 1125.2882
| 2488.1794 | 1125.2882
| 2488.0692 | 1125.2882
| 2487.9656 | 1125.2882
| 2487.7944 | 1125.2882
| 2487.6299 | 1125.2882
| 2487.3976 | 1125.2882
| 2487.304 | 1125.2882
| 2487.2033 | 1125.2882
| 2487.1112 | 1125.2882
| 2486.9886 | 1125.2882
| 2486.8239 | 1125.2882
| 2486.7566 | 1125.2882
| 2486.6731 | 1125.2882
| 2486.5659 | 1125.2882
| 2486.4621 | 1125.2882
| 2486.3877 | 1125.2882
| 2486.232 | 1125.2882
| 2486.1496 | 1125.2882
| 2486.0585 | 1125.2882
| 2485.9485 | 1125.2882
| 2485.8698 | 1125.2882
| 2485.7795 | 1125.2882
| 2485.6637 | 1125.2882
| 2485.5707 | 1125.2882
| 2485.4402 | 1125.2882
| 2485.3205 | 1125.2882
| 2485.1882 | 1125.2882
| 2485.1088 | 1125.2882
| 2484.9403 | 1125.2882
| 2484.7799 | 1125.2882
| 2484.6657 | 1125.2882
| 2484.5534 | 1125.2882
| 2484.3721 | 1125.2882
| 2484.1806 | 1125.2882
| 2484.0697 | 1125.2882
| 2483.981 | 1125.2882
| 2483.8663 | 1125.2882
| 2483.7145 | 1125.2882
| 2483.6421 | 1125.2882
| 2483.5767 | 1125.2882
| 2483.4311 | 1125.2882
| 2483.327 | 1125.2882
| 2483.2698 | 1125.2882
| 2483.1462 | 1125.2882
| 2483.0279 | 1125.2882
| 2482.9093 | 1125.2882
| 2482.8153 | 1125.2882
| 2482.7193 | 1125.2882
| 2482.6073 | 1125.2882
| 2482.4652 | 1125.2882
| 2482.3639 | 1125.2882
| 2482.2977 | 1125.2882
| 2482.1309 | 1125.2882
| 2481.9753 | 1125.2882
| 2481.8742 | 1125.2882
| 2481.7753 | 1125.2882
| 2481.6867 | 1125.2882
| 2481.6023 | 1125.2882
| 2481.4833 | 1125.2882
| 2481.3455 | 1125.2882
| 2481.1712 | 1125.2882
| 2481.0381 | 1125.2882
| 2480.9363 | 1125.2882
| 2480.7477 | 1125.2882
| 2480.6056 | 1125.2882
| 2480.5082 | 1125.2882
| 2480.36 | 1125.2882
| 2480.1727 | 1125.2882
| 2480.108 | 1125.2882
| 2479.9557 | 1125.2882
| 2479.7989 | 1125.2882
| 2479.7012 | 1125.2882
| 2479.5401 | 1125.2882
| 2479.3667 | 1125.2882
| 2479.2601 | 1125.2882
| 2479.1682 | 1125.2882
| 2479.0662 | 1125.2882
| 2478.922 | 1125.2882
| 2478.7953 | 1125.2882
| 2478.66 | 1125.2882
| 2478.5667 | 1125.2882
| 2478.4094 | 1125.2882
| 2478.3039 | 1125.2882
| 2478.1702 | 1125.2882
| 2478.0682 | 1125.2882
| 2477.9814 | 1125.2882
| 2477.8694 | 1125.2882
| 2477.7319 | 1125.2882
| 2477.5945 | 1125.2882
| 2477.5332 | 1125.2882
| 2477.4394 | 1125.2882
| 2477.2804 | 1125.2882
| 2477.1976 | 1125.2882
| 2477.0661 | 1125.2882
| 2476.9471 | 1125.2882
| 2476.8535 | 1125.2882
| 2476.7175 | 1125.2882
| 2476.6078 | 1125.2882
| 2476.543 | 1125.2882
| 2476.4199 | 1125.2882
| 2476.3008 | 1125.2882
| 2476.2154 | 1125.2882
| 2476.0146 | 1125.2882
| 2475.9014 | 1125.2882
| 2475.7517 | 1125.2882
| 2475.6488 | 1125.2882
| 2475.5891 | 1125.2882
| 2475.4376 | 1125.2882
| 2475.349 | 1125.2882
| 2475.2134 | 1125.2882
| 2475.0626 | 1125.2882
| 2475.0039 | 1125.2882
| 2474.8898 | 1125.2882
| 2474.8061 | 1125.2882
| 2474.7285 | 1125.2882
| 2474.5892 | 1125.2882
| 2474.518 | 1125.2882
| 2474.4203 | 1125.2882
| 2474.28 | 1125.2882
| 2474.1822 | 1125.2882
| 2474.0784 | 1125.2882
| 2473.9694 | 1125.2882
| 2473.9131 | 1125.2882
| 2473.7731 | 1125.2882
| 2473.5749 | 1125.2882
| 2473.427 | 1125.2882
| 2473.3294 | 1125.2882
| 2473.2314 | 1125.2882
| 2473.1275 | 1125.2882
| 2473.0143 | 1125.2882
| 2472.9139 | 1125.2882
| 2472.7496 | 1125.2882
| 2472.5959 | 1125.2882
| 2472.4862 | 1125.2882
| 2472.3503 | 1125.2882
| 2472.2283 | 1125.2882
| 2472.0871 | 1125.2882
| 2471.9919 | 1125.2882
| 2471.8911 | 1125.2882
| 2471.8035 | 1125.2882
| 2471.7008 | 1125.2882
| 2471.6303 | 1125.2882
| 2471.4453 | 1125.2882
| 2471.3619 | 1125.2882
| 2471.2606 | 1125.2882
| 2471.118 | 1125.2882
| 2471.0328 | 1125.2882
| 2470.9157 | 1125.2882
| 2470.7602 | 1125.2882
| 2470.6992 | 1125.2882
| 2470.5973 | 1125.2882
| 2470.5252 | 1125.2882
| 2470.3144 | 1125.2882
| 2470.1899 | 1125.2882
| 2470.0889 | 1125.2882
| 2469.9575 | 1125.2882
| 2469.8172 | 1125.2882
| 2469.7048 | 1125.2882
| 2469.516 | 1125.2882
| 2469.3876 | 1125.2882
| 2469.2615 | 1125.2882
| 2469.0815 | 1125.2882
| 2468.9716 | 1125.2882
| 2468.8886 | 1125.2882
| 2468.7561 | 1125.2882
| 2468.6256 | 1125.2882
| 2468.522 | 1125.2882
| 2468.399 | 1125.2882
| 2468.2807 | 1125.2882
| 2468.1547 | 1125.2882
| 2468.0965 | 1125.2882
| 2467.944 | 1125.2882
| 2467.7683 | 1125.2882
| 2467.6611 | 1125.2882
| 2467.5797 | 1125.2882
| 2467.4378 | 1125.2882
| 2467.3153 | 1125.2882
| 2467.2531 | 1125.2882
| 2467.1862 | 1125.2882
| 2467.0191 | 1125.2882
| 2466.8986 | 1125.2882
| 2466.8188 | 1125.2882
| 2466.668 | 1125.2882
| 2466.5939 | 1125.2882
| 2466.4584 | 1125.2882
| 2466.2414 | 1125.2882
| 2466.1019 | 1125.2882
| 2465.8926 | 1125.2882
| 2465.7471 | 1125.2882
| 2465.5885 | 1125.2882
| 2465.5076 | 1125.2882
| 2465.3715 | 1125.2882
| 2465.3112 | 1125.2882
| 2465.2219 | 1125.2882
| 2465.1184 | 1125.2882
| 2464.9658 | 1125.2882
| 2464.8568 | 1125.2882
| 2464.729 | 1125.2882
| 2464.6515 | 1125.2882
| 2464.5388 | 1125.2882
| 2464.4755 | 1125.2882
| 2464.3044 | 1125.2882
| 2464.2079 | 1125.2882
| 2464.0729 | 1125.2882
| 2463.9682 | 1125.2882
| 2463.8429 | 1125.2882
| 2463.6667 | 1125.2882
| 2463.4965 | 1125.2882
| 2463.3891 | 1125.2882
| 2463.3105 | 1125.2882
| 2463.1299 | 1125.2882
| 2463.0232 | 1125.2882
| 2462.9332 | 1125.2882
| 2462.788 | 1125.2882
| 2462.7166 | 1125.2882
| 2462.6341 | 1125.2882
| 2462.5552 | 1125.2882
| 2462.4138 | 1125.2882
| 2462.2737 | 1125.2882
| 2462.156 | 1125.2882
| 2462.0117 | 1125.2882
| 2461.9159 | 1125.2882
| 2461.765 | 1125.2882
| 2461.7026 | 1125.2882
| 2461.6096 | 1125.2882
| 2461.5352 | 1125.2882
| 2461.4647 | 1125.2882
| 2461.3587 | 1125.2882
| 2461.2743 | 1125.2882
| 2461.1643 | 1125.2882
| 2461.0224 | 1125.2882
| 2460.9073 | 1125.2882
| 2460.7847 | 1125.2882
| 2460.6652 | 1125.2882
| 2460.5658 | 1125.2882
| 2460.4948 | 1125.2882
| 2460.3403 | 1125.2882
| 2460.2256 | 1125.2882
| 2460.092 | 1125.2882
| 2459.9781 | 1125.2882
| 2459.9056 | 1125.2882
| 2459.8027 | 1125.2882
| 2459.6448 | 1125.2882
| 2459.5319 | 1125.2882
| 2459.3875 | 1125.2882
| 2459.2915 | 1125.2882
| 2459.1908 | 1125.2882
| 2459.1224 | 1125.2882
| 2459.0484 | 1125.2882
| 2458.9851 | 1125.2882
| 2458.849 | 1125.2882
| 2458.6595 | 1125.2882
| 2458.5659 | 1125.2882
| 2458.4496 | 1125.2882
| 2458.3596 | 1125.2882
| 2458.1396 | 1125.2882
| 2457.9734 | 1125.2882
| 2457.8848 | 1125.2882
| 2457.7154 | 1125.2882
| 2457.6406 | 1125.2882
| 2457.547 | 1125.2882
| 2457.4385 | 1125.2882
| 2457.3216 | 1125.2882
| 2457.202 | 1125.2882
| 2457.0699 | 1125.2882
| 2456.8703 | 1125.2882
| 2456.7494 | 1125.2882
| 2456.5829 | 1125.2882
| 2456.3514 | 1125.2882
| 2456.1339 | 1125.2882
| 2455.9952 | 1125.2882
| 2455.8447 | 1125.2882
| 2455.734 | 1125.2882
| 2455.6184 | 1125.2882
| 2455.4891 | 1125.2882
| 2455.3227 | 1125.2882
| 2455.1446 | 1125.2882
| 2455.0294 | 1125.2882
| 2454.9297 | 1125.2882
| 2454.8077 | 1125.2882
| 2454.6679 | 1125.2882
| 2454.5659 | 1125.2882
| 2454.4721 | 1125.2882
| 2454.3013 | 1125.2882
| 2454.1787 | 1125.2882
| 2454.0885 | 1125.2882
| 2453.8837 | 1125.2882
| 2453.7773 | 1125.2882
| 2453.649 | 1125.2882
| 2453.5342 | 1125.2882
| 2453.4486 | 1125.2882
| 2453.3235 | 1125.2882
| 2453.2182 | 1125.2882
| 2453.0969 | 1125.2882
| 2453.0064 | 1125.2882
| 2452.8878 | 1125.2882
| 2452.6893 | 1125.2882
| 2452.5796 | 1125.2882
| 2452.4951 | 1125.2882
| 2452.3689 | 1125.2882
| 2452.2593 | 1125.2882
| 2452.1574 | 1125.2882
| 2451.9808 | 1125.2882
| 2451.8316 | 1125.2882
| 2451.703 | 1125.2882
| 2451.6014 | 1125.2882
| 2451.4526 | 1125.2882
| 2451.3624 | 1125.2882
| 2451.2214 | 1125.2882
| 2451.1334 | 1125.2882
| 2451.0318 | 1125.2882
| 2450.948 | 1125.2882
| 2450.8616 | 1125.2882
| 2450.6817 | 1125.2882
| 2450.5835 | 1125.2882
| 2450.4798 | 1125.2882
| 2450.2606 | 1125.2882
| 2450.1068 | 1125.2882
| 2449.9758 | 1125.2882
| 2449.8962 | 1125.2882
| 2449.7961 | 1125.2882
| 2449.688 | 1125.2882
| 2449.5187 | 1125.2882
| 2449.3654 | 1125.2882
| 2449.2571 | 1125.2882
| 2449.1568 | 1125.2882
| 2449.0533 | 1125.2882
| 2448.9518 | 1125.2882
| 2448.8855 | 1125.2882
| 2448.765 | 1125.2882
| 2448.6038 | 1125.2882
| 2448.502 | 1125.2882
| 2448.3649 | 1125.2882
| 2448.2557 | 1125.2882
| 2448.1684 | 1125.2882
| 2448.0609 | 1125.2882
| 2447.8807 | 1125.2882
| 2447.8274 | 1125.2882
| 2447.7227 | 1125.2882
| 2447.5982 | 1125.2882
| 2447.4775 | 1125.2882
| 2447.3728 | 1125.2882
| 2447.2613 | 1125.2882
| 2447.1549 | 1125.2882
| 2446.9254 | 1125.2882
| 2446.7863 | 1125.2882
| 2446.6327 | 1125.2882
| 2446.4875 | 1125.2882
| 2446.3862 | 1125.2882
| 2446.2356 | 1125.2882
| 2446.1523 | 1125.2882
| 2446.0233 | 1125.2882
| 2445.9236 | 1125.2882
| 2445.8369 | 1125.2882
| 2445.7403 | 1125.2882
| 2445.6086 | 1125.2882
| 2445.4747 | 1125.2882
| 2445.377 | 1125.2882
| 2445.278 | 1125.2882
| 2445.1708 | 1125.2882
| 2444.9749 | 1125.2882
| 2444.8493 | 1125.2882
| 2444.7453 | 1125.2882
| 2444.6396 | 1125.2882
| 2444.4647 | 1125.2882
| 2444.3344 | 1125.2882
| 2444.1618 | 1125.2882
| 2444.0016 | 1125.2882
| 2443.9084 | 1125.2882
| 2443.7261 | 1125.2882
| 2443.6166 | 1125.2882
| 2443.5474 | 1125.2882
| 2443.4666 | 1125.2882
| 2443.3502 | 1125.2882
| 2443.2695 | 1125.2882
| 2443.1732 | 1125.2882
| 2443.1138 | 1125.2882
| 2442.9919 | 1125.2882
| 2442.8309 | 1125.2882
| 2442.7137 | 1125.2882
| 2442.6058 | 1125.2882
| 2442.423 | 1125.2882
| 2442.3745 | 1125.2882
| 2442.2952 | 1125.2882
| 2442.2308 | 1125.2882
| 2442.0132 | 1125.2882
| 2441.9069 | 1125.2882
| 2441.7308 | 1125.2882
| 2441.6072 | 1125.2882
| 2441.4499 | 1125.2882
| 2441.3064 | 1125.2882
| 2441.2442 | 1125.2882
| 2441.1276 | 1125.2882
| 2441.0199 | 1125.2882
| 2440.8821 | 1125.2882
| 2440.7637 | 1125.2882
| 2440.6607 | 1125.2882
| 2440.5446 | 1125.2882
| 2440.421 | 1125.2882
| 2440.3013 | 1125.2882
| 2440.1925 | 1125.2882
| 2440.0391 | 1125.2882
| 2439.8476 | 1125.2882
| 2439.7243 | 1125.2882
| 2439.5536 | 1125.2882
| 2439.3915 | 1125.2882
| 2439.3013 | 1125.2882
| 2439.1725 | 1125.2882
| 2439.0097 | 1125.2882
| 2438.9311 | 1125.2882
| 2438.8018 | 1125.2882
| 2438.6856 | 1125.2882
| 2438.5759 | 1125.2882
| 2438.4192 | 1125.2882
| 2438.3389 | 1125.2882
| 2438.2661 | 1125.2882
| 2438.1815 | 1125.2882
| 2438.071 | 1125.2882
| 2437.9859 | 1125.2882
| 2437.8556 | 1125.2882
| 2437.7459 | 1125.2882
| 2437.5685 | 1125.2882
| 2437.4499 | 1125.2882
| 2437.3224 | 1125.2882
| 2437.0648 | 1125.2882
| 2437.0061 | 1125.2882
| 2436.9005 | 1125.2882
| 2436.7377 | 1125.2882
| 2436.6498 | 1125.2882
| 2436.5741 | 1125.2882
| 2436.4746 | 1125.2882
| 2436.3358 | 1125.2882
| 2436.1147 | 1125.2882
| 2436.0087 | 1125.2882
| 2435.9128 | 1125.2882
| 2435.796 | 1125.2882
| 2435.6924 | 1125.2882
| 2435.5575 | 1125.2882
| 2435.4832 | 1125.2882
| 2435.3875 | 1125.2882
| 2435.2123 | 1125.2882
| 2435.051 | 1125.2882
| 2434.9636 | 1125.2882
| 2434.8232 | 1125.2882
| 2434.7629 | 1125.2882
| 2434.6414 | 1125.2882
| 2434.5602 | 1125.2882
| 2434.4644 | 1125.2882
| 2434.3388 | 1125.2882
| 2434.203 | 1125.2882
| 2434.044 | 1125.2882
| 2433.918 | 1125.2882
| 2433.7482 | 1125.2882
| 2433.63 | 1125.2882
| 2433.472 | 1125.2882
| 2433.2998 | 1125.2882
| 2433.1777 | 1125.2882
| 2433.0491 | 1125.2882
| 2432.9532 | 1125.2882
| 2432.839 | 1125.2882
| 2432.7067 | 1125.2882
| 2432.6007 | 1125.2882
| 2432.5095 | 1125.2882
| 2432.4274 | 1125.2882
| 2432.3171 | 1125.2882
| 2432.2082 | 1125.2882
| 2432.0813 | 1125.2882
| 2431.8938 | 1125.2882
| 2431.7908 | 1125.2882
| 2431.6921 | 1125.2882
| 2431.5913 | 1125.2882
| 2431.474 | 1125.2882
| 2431.3886 | 1125.2882
| 2431.2509 | 1125.2882
| 2431.1648 | 1125.2882
| 2431.0192 | 1125.2882
| 2430.8723 | 1125.2882
| 2430.7949 | 1125.2882
| 2430.6372 | 1125.2882
| 2430.4318 | 1125.2882
| 2430.3231 | 1125.2882
| 2430.1541 | 1125.2882
| 2430.008 | 1125.2882
| 2429.8889 | 1125.2882
| 2429.7598 | 1125.2882
| 2429.6477 | 1125.2882
| 2429.5478 | 1125.2882
| 2429.4234 | 1125.2882
| 2429.2814 | 1125.2882
| 2429.2125 | 1125.2882
| 2429.1107 | 1125.2882
| 2429.0436 | 1125.2882
| 2428.9438 | 1125.2882
| 2428.839 | 1125.2882
| 2428.7603 | 1125.2882
| 2428.6334 | 1125.2882
| 2428.5402 | 1125.2882
| 2428.4757 | 1125.2882
| 2428.3729 | 1125.2882
| 2428.2721 | 1125.2882
| 2428.1833 | 1125.2882
| 2428.1307 | 1125.2882
| 2428.0721 | 1125.2882
| 2427.9356 | 1125.2882
| 2427.8609 | 1125.2882
| 2427.735 | 1125.2882
| 2427.5937 | 1125.2882
| 2427.4261 | 1125.2882
| 2427.2914 | 1125.2882
| 2427.1835 | 1125.2882
| 2426.9778 | 1125.2882
| 2426.9138 | 1125.2882
| 2426.7832 | 1125.2882
| 2426.6749 | 1125.2882
| 2426.5709 | 1125.2882
| 2426.4495 | 1125.2882
| 2426.3709 | 1125.2882
| 2426.2552 | 1125.2882
| 2426.1472 | 1125.2882
| 2426.0833 | 1125.2882
| 2425.9404 | 1125.2882
| 2425.8403 | 1125.2882
| 2425.7122 | 1125.2882
| 2425.601 | 1125.2882
| 2425.5085 | 1125.2882
| 2425.3332 | 1125.2882
| 2425.2402 | 1125.2882
| 2425.1205 | 1125.2882
| 2425.0116 | 1125.2882
| 2424.9257 | 1125.2882
| 2424.8585 | 1125.2882
| 2424.7643 | 1125.2882
| 2424.6359 | 1125.2882
| 2424.4945 | 1125.2882
| 2424.4258 | 1125.2882
| 2424.2442 | 1125.2882
| 2424.1565 | 1125.2882
| 2424.0313 | 1125.2882
| 2423.8999 | 1125.2882
| 2423.8339 | 1125.2882
| 2423.7272 | 1125.2882
| 2423.6317 | 1125.2882
| 2423.4717 | 1125.2882
| 2423.3336 | 1125.2882
| 2423.237 | 1125.2882
| 2423.1405 | 1125.2882
| 2423.0101 | 1125.2882
| 2422.9187 | 1125.2882
| 2422.7659 | 1125.2882
| 2422.6172 | 1125.2882
| 2422.4455 | 1125.2882
| 2422.2959 | 1125.2882
| 2422.1945 | 1125.2882
| 2422.1154 | 1125.2882
| 2421.9815 | 1125.2882
| 2421.8899 | 1125.2882
| 2421.7733 | 1125.2882
| 2421.6459 | 1125.2882
| 2421.5187 | 1125.2882
| 2421.4142 | 1125.2882
| 2421.214 | 1125.2882
| 2421.1364 | 1125.2882
| 2421.0689 | 1125.2882
| 2420.9904 | 1125.2882
| 2420.8544 | 1125.2882
| 2420.7578 | 1125.2882
| 2420.6403 | 1125.2882
| 2420.5535 | 1125.2882
| 2420.4746 | 1125.2882
| 2420.4017 | 1125.2882
| 2420.2996 | 1125.2882
| 2420.1801 | 1125.2882
| 2420.056 | 1125.2882
| 2419.9276 | 1125.2882
| 2419.7976 | 1125.2882
| 2419.6879 | 1125.2882
| 2419.5551 | 1125.2882
| 2419.4679 | 1125.2882
| 2419.348 | 1125.2882
| 2419.2498 | 1125.2882
| 2419.1458 | 1125.2882
| 2419.0386 | 1125.2882
| 2418.9418 | 1125.2882
| 2418.775 | 1125.2882
| 2418.6669 | 1125.2882
| 2418.5609 | 1125.2882
| 2418.3955 | 1125.2882
| 2418.3018 | 1125.2882
| 2418.2444 | 1125.2882
| 2418.1204 | 1125.2882
| 2418.0476 | 1125.2882
| 2417.9671 | 1125.2882
| 2417.8261 | 1125.2882
| 2417.6815 | 1125.2882
| 2417.5588 | 1125.2882
| 2417.4741 | 1125.2882
| 2417.3539 | 1125.2882
| 2417.2736 | 1125.2882
| 2417.1784 | 1125.2882
| 2417.0667 | 1125.2882
| 2416.9978 | 1125.2882
| 2416.8509 | 1125.2882
| 2416.7297 | 1125.2882
| 2416.5849 | 1125.2882
| 2416.4729 | 1125.2882
| 2416.2883 | 1125.2882
| 2416.1931 | 1125.2882
| 2416.0948 | 1125.2882
| 2415.9734 | 1125.2882
| 2415.8239 | 1125.2882
| 2415.692 | 1125.2882
| 2415.5354 | 1125.2882
| 2415.4423 | 1125.2882
| 2415.2945 | 1125.2882
| 2415.2215 | 1125.2882
| 2415.0913 | 1125.2882
| 2414.9579 | 1125.2882
| 2414.8641 | 1125.2882
| 2414.7617 | 1125.2882
| 2414.6614 | 1125.2882
| 2414.5555 | 1125.2882
| 2414.4684 | 1125.2882
| 2414.385 | 1125.2882
| 2414.2687 | 1125.2882
| 2414.1608 | 1125.2882
| 2414.0625 | 1125.2882
| 2413.9571 | 1125.2882
| 2413.8602 | 1125.2882
| 2413.7358 | 1125.2882
| 2413.662 | 1125.2882
| 2413.5375 | 1125.2882
| 2413.4216 | 1125.2882
| 2413.3205 | 1125.2882
| 2413.2068 | 1125.2882
| 2413.0904 | 1125.2882
| 2412.9227 | 1125.2882
| 2412.7908 | 1125.2882
| 2412.7017 | 1125.2882
| 2412.4941 | 1125.2882
| 2412.3283 | 1125.2882
| 2412.145 | 1125.2882
| 2412.0437 | 1125.2882
| 2411.9382 | 1125.2882
| 2411.7817 | 1125.2882
| 2411.6589 | 1125.2882
| 2411.5061 | 1125.2882
| 2411.4301 | 1125.2882
| 2411.2557 | 1125.2882
| 2411.1638 | 1125.2882
| 2411.0516 | 1125.2882
| 2410.9236 | 1125.2882
| 2410.8446 | 1125.2882
| 2410.7579 | 1125.2882
| 2410.6613 | 1125.2882
| 2410.501 | 1125.2882
| 2410.4318 | 1125.2882
| 2410.325 | 1125.2882
| 2410.2296 | 1125.2882
| 2410.0979 | 1125.2882
| 2409.9787 | 1125.2882
| 2409.7379 | 1125.2882
| 2409.6513 | 1125.2882
| 2409.5265 | 1125.2882
| 2409.4111 | 1125.2882
| 2409.2922 | 1125.2882
| 2409.191 | 1125.2882
| 2409.0802 | 1125.2882
| 2408.9941 | 1125.2882
| 2408.8858 | 1125.2882
| 2408.753 | 1125.2882
| 2408.6649 | 1125.2882
| 2408.4867 | 1125.2882
| 2408.3961 | 1125.2882
| 2408.2473 | 1125.2882
| 2408.0966 | 1125.2882
| 2408.0105 | 1125.2882
| 2407.9063 | 1125.2882
| 2407.7992 | 1125.2882
| 2407.6929 | 1125.2882
| 2407.5307 | 1125.2882
| 2407.4063 | 1125.2882
| 2407.2583 | 1125.2882
| 2407.1778 | 1125.2882
| 2407.0602 | 1125.2882
| 2406.96 | 1125.2882
| 2406.861 | 1125.2882
| 2406.7214 | 1125.2882
| 2406.6024 | 1125.2882
| 2406.4848 | 1125.2882
| 2406.3755 | 1125.2882
| 2406.31 | 1125.2882
| 2406.1223 | 1125.2882
| 2405.9949 | 1125.2882
| 2405.8429 | 1125.2882
| 2405.7308 | 1125.2882
| 2405.5914 | 1125.2882
| 2405.4854 | 1125.2882
| 2405.3446 | 1125.2882
| 2405.2515 | 1125.2882
| 2405.0925 | 1125.2882
| 2404.9658 | 1125.2882
| 2404.8768 | 1125.2882
| 2404.7062 | 1125.2882
| 2404.5993 | 1125.2882
| 2404.524 | 1125.2882
| 2404.4208 | 1125.2882
| 2404.3288 | 1125.2882
| 2404.2293 | 1125.2882
| 2404.1061 | 1125.2882
| 2404.0374 | 1125.2882
| 2403.935 | 1125.2882
| 2403.8012 | 1125.2882
| 2403.7026 | 1125.2882
| 2403.5904 | 1125.2882
| 2403.4755 | 1125.2882
| 2403.3078 | 1125.2882
| 2403.2058 | 1125.2882
| 2403.1152 | 1125.2882
| 2403.0335 | 1125.2882
| 2402.9611 | 1125.2882
| 2402.876 | 1125.2882
| 2402.744 | 1125.2882
| 2402.6369 | 1125.2882
| 2402.5246 | 1125.2882
| 2402.3886 | 1125.2882
| 2402.2485 | 1125.2882
| 2402.1071 | 1125.2882
| 2401.9694 | 1125.2882
| 2401.871 | 1125.2882
| 2401.7373 | 1125.2882
| 2401.6106 | 1125.2882
| 2401.5161 | 1125.2882
| 2401.4165 | 1125.2882
| 2401.2777 | 1125.2882
| 2401.1729 | 1125.2882
| 2401.0021 | 1125.2882
| 2400.8742 | 1125.2882
| 2400.6755 | 1125.2882
| 2400.5719 | 1125.2882
| 2400.3988 | 1125.2882
| 2400.3335 | 1125.2882
| 2400.2335 | 1125.2882
| 2400.1023 | 1125.2882
| 2399.939 | 1125.2882
| 2399.8512 | 1125.2882
| 2399.7248 | 1125.2882
| 2399.587 | 1125.2882
| 2399.4685 | 1125.2882
| 2399.36 | 1125.2882
| 2399.2519 | 1125.2882
| 2399.1532 | 1125.2882
| 2399.0873 | 1125.2882
| 2398.9706 | 1125.2882
| 2398.9015 | 1125.2882
| 2398.7875 | 1125.2882
| 2398.7185 | 1125.2882
| 2398.5446 | 1125.2882
| 2398.4543 | 1125.2882
| 2398.3111 | 1125.2882
| 2398.2275 | 1125.2882
| 2398.1171 | 1125.2882
| 2397.9952 | 1125.2882
| 2397.8582 | 1125.2882
| 2397.767 | 1125.2882
| 2397.6394 | 1125.2882
| 2397.5324 | 1125.2882
| 2397.427 | 1125.2882
| 2397.3371 | 1125.2882
| 2397.2405 | 1125.2882
| 2397.1615 | 1125.2882
| 2397.094 | 1125.2882
| 2396.8933 | 1125.2882
| 2396.8118 | 1125.2882
| 2396.7288 | 1125.2882
| 2396.6679 | 1125.2882
| 2396.5434 | 1125.2882
| 2396.4762 | 1125.2882
| 2396.3218 | 1125.2882
| 2396.2093 | 1125.2882
| 2396.1241 | 1125.2882
| 2396.0156 | 1125.2882
| 2395.9182 | 1125.2882
| 2395.816 | 1125.2882
| 2395.695 | 1125.2882
| 2395.6096 | 1125.2882
| 2395.5174 | 1125.2882
| 2395.3675 | 1125.2882
| 2395.3066 | 1125.2882
| 2395.2266 | 1125.2882
| 2395.1177 | 1125.2882
| 2395.0295 | 1125.2882
| 2394.897 | 1125.2882
| 2394.8255 | 1125.2882
| 2394.6867 | 1125.2882
| 2394.5525 | 1125.2882
| 2394.4468 | 1125.2882
| 2394.3655 | 1125.2882
| 2394.2756 | 1125.2882
| 2394.191 | 1125.2882
| 2394.1151 | 1125.2882
| 2394.0647 | 1125.2882
| 2393.9559 | 1125.2882
| 2393.8311 | 1125.2882
| 2393.707 | 1125.2882
| 2393.6133 | 1125.2882
| 2393.4939 | 1125.2882
| 2393.3107 | 1125.2882
| 2393.2324 | 1125.2882
| 2393.117 | 1125.2882
| 2393.0312 | 1125.2882
| 2392.8636 | 1125.2882
| 2392.7939 | 1125.2882
| 2392.6948 | 1125.2882
| 2392.6251 | 1125.2882
| 2392.5256 | 1125.2882
| 2392.4043 | 1125.2882
| 2392.295 | 1125.2882
| 2392.122 | 1125.2882
| 2392.0169 | 1125.2882
| 2391.9312 | 1125.2882
| 2391.7712 | 1125.2882
| 2391.6419 | 1125.2882
| 2391.5045 | 1125.2882
| 2391.4129 | 1125.2882
| 2391.2694 | 1125.2882
| 2391.0835 | 1125.2882
| 2390.9665 | 1125.2882
| 2390.8191 | 1125.2882
| 2390.7171 | 1125.2882
| 2390.6174 | 1125.2882
| 2390.5292 | 1125.2882
| 2390.3852 | 1125.2882
| 2390.2954 | 1125.2882
| 2390.1056 | 1125.2882
| 2389.9758 | 1125.2882
| 2389.8874 | 1125.2882
| 2389.7784 | 1125.2882
| 2389.6604 | 1125.2882
| 2389.5358 | 1125.2882
| 2389.4831 | 1125.2882
| 2389.3533 | 1125.2882
| 2389.2435 | 1125.2882
| 2389.1016 | 1125.2882
| 2388.9843 | 1125.2882
| 2388.8886 | 1125.2882
| 2388.8269 | 1125.2882
| 2388.7115 | 1125.2882
| 2388.6249 | 1125.2882
| 2388.5264 | 1125.2882
| 2388.4332 | 1125.2882
| 2388.3839 | 1125.2882
| 2388.2618 | 1125.2882
| 2388.1506 | 1125.2882
| 2388.0623 | 1125.2882
| 2387.9526 | 1125.2882
| 2387.8762 | 1125.2882
| 2387.748 | 1125.2882
| 2387.6613 | 1125.2882
| 2387.5501 | 1125.2882
| 2387.4666 | 1125.2882
| 2387.3286 | 1125.2882
| 2387.0746 | 1125.2882
| 2386.9145 | 1125.2882
| 2386.8278 | 1125.2882
| 2386.6944 | 1125.2882
| 2386.6086 | 1125.2882
| 2386.5195 | 1125.2882
| 2386.4112 | 1125.2882
| 2386.3295 | 1125.2882
| 2386.2107 | 1125.2882
| 2386.1257 | 1125.2882
| 2386.0337 | 1125.2882
| 2385.8838 | 1125.2882
| 2385.8188 | 1125.2882
| 2385.675 | 1125.2882
| 2385.5143 | 1125.2882
| 2385.3714 | 1125.2882
| 2385.2791 | 1125.2882
| 2385.1811 | 1125.2882
| 2385.1066 | 1125.2882
| 2385.0116 | 1125.2882
| 2384.9471 | 1125.2882
| 2384.8315 | 1125.2882
| 2384.7337 | 1125.2882
| 2384.631 | 1125.2882
| 2384.4939 | 1125.2882
| 2384.3435 | 1125.2882
| 2384.2242 | 1125.2882
| 2384.0942 | 1125.2882
| 2384.0319 | 1125.2882
| 2383.8531 | 1125.2882
| 2383.7663 | 1125.2882
| 2383.6543 | 1125.2882
| 2383.4951 | 1125.2882
| 2383.4065 | 1125.2882
| 2383.2921 | 1125.2882
| 2383.139 | 1125.2882
| 2383.0591 | 1125.2882
| 2382.9785 | 1125.2882
| 2382.8778 | 1125.2882
| 2382.7867 | 1125.2882
| 2382.6341 | 1125.2882
| 2382.4468 | 1125.2882
| 2382.3583 | 1125.2882
| 2382.2741 | 1125.2882
| 2382.1432 | 1125.2882
| 2382.0567 | 1125.2882
| 2381.9034 | 1125.2882
| 2381.7743 | 1125.2882
| 2381.6546 | 1125.2882
| 2381.5434 | 1125.2882
| 2381.4456 | 1125.2882
| 2381.2719 | 1125.2882
| 2381.1231 | 1125.2882
| 2380.9812 | 1125.2882
| 2380.8594 | 1125.2882
| 2380.7424 | 1125.2882
| 2380.5828 | 1125.2882
| 2380.488 | 1125.2882
| 2380.3519 | 1125.2882
| 2380.2066 | 1125.2882
| 2380.1116 | 1125.2882
| 2380.0062 | 1125.2882
| 2379.8697 | 1125.2882
| 2379.7895 | 1125.2882
| 2379.6125 | 1125.2882
| 2379.5286 | 1125.2882
| 2379.4226 | 1125.2882
| 2379.3485 | 1125.2882
| 2379.2006 | 1125.2882
| 2379.0768 | 1125.2882
| 2378.9841 | 1125.2882
| 2378.9235 | 1125.2882
| 2378.8124 | 1125.2882
| 2378.7315 | 1125.2882
| 2378.5325 | 1125.2882
| 2378.4437 | 1125.2882
| 2378.3421 | 1125.2882
| 2378.2184 | 1125.2882
| 2378.1155 | 1125.2882
| 2378.0071 | 1125.2882
| 2377.9269 | 1125.2882
| 2377.809 | 1125.2882
| 2377.7085 | 1125.2882
| 2377.5792 | 1125.2882
| 2377.4433 | 1125.2882
| 2377.3632 | 1125.2882
| 2377.2656 | 1125.2882
| 2377.1824 | 1125.2882
| 2377.1045 | 1125.2882
| 2377.0099 | 1125.2882
| 2376.9278 | 1125.2882
| 2376.8043 | 1125.2882
| 2376.7028 | 1125.2882
| 2376.5773 | 1125.2882
| 2376.4875 | 1125.2882
| 2376.3341 | 1125.2882
| 2376.1496 | 1125.2882
| 2376.0389 | 1125.2882
| 2375.8951 | 1125.2882
| 2375.7536 | 1125.2882
| 2375.6455 | 1125.2882
| 2375.5322 | 1125.2882
| 2375.4288 | 1125.2882
| 2375.293 | 1125.2882
| 2375.203 | 1125.2882
| 2375.0812 | 1125.2882
| 2374.918 | 1125.2882
| 2374.856 | 1125.2882
| 2374.7505 | 1125.2882
| 2374.6518 | 1125.2882
| 2374.5565 | 1125.2882
| 2374.4087 | 1125.2882
| 2374.2697 | 1125.2882
| 2374.1731 | 1125.2882
| 2374.056 | 1125.2882
| 2373.9874 | 1125.2882
| 2373.8282 | 1125.2882
| 2373.704 | 1125.2882
| 2373.5841 | 1125.2882
| 2373.4983 | 1125.2882
| 2373.3928 | 1125.2882
| 2373.3197 | 1125.2882
| 2373.2523 | 1125.2882
| 2373.1785 | 1125.2882
| 2372.9958 | 1125.2882
| 2372.896 | 1125.2882
| 2372.7872 | 1125.2882
| 2372.6569 | 1125.2882
| 2372.5498 | 1125.2882
| 2372.4538 | 1125.2882
| 2372.354 | 1125.2882
| 2372.2842 | 1125.2882
| 2372.1922 | 1125.2882
| 2372.1174 | 1125.2882
| 2372.0488 | 1125.2882
| 2371.9797 | 1125.2882
| 2371.8435 | 1125.2882
| 2371.7835 | 1125.2882
| 2371.6427 | 1125.2882
| 2371.5023 | 1125.2882
| 2371.4054 | 1125.2882
| 2371.2972 | 1125.2882
| 2371.2139 | 1125.2882
| 2370.9998 | 1125.2882
| 2370.9339 | 1125.2882
| 2370.8149 | 1125.2882
| 2370.7333 | 1125.2882
| 2370.6561 | 1125.2882
| 2370.5384 | 1125.2882
| 2370.4421 | 1125.2882
| 2370.3774 | 1125.2882
| 2370.2597 | 1125.2882
| 2370.1388 | 1125.2882
| 2370.0366 | 1125.2882
| 2369.8862 | 1125.2882
| 2369.7965 | 1125.2882
| 2369.7006 | 1125.2882
| 2369.564 | 1125.2882
| 2369.4903 | 1125.2882
| 2369.3797 | 1125.2882
| 2369.2724 | 1125.2882
| 2369.1511 | 1125.2882
| 2369.0517 | 1125.2882
| 2368.9504 | 1125.2882
| 2368.8245 | 1125.2882
| 2368.7422 | 1125.2882
| 2368.6157 | 1125.2882
| 2368.4694 | 1125.2882
| 2368.3147 | 1125.2882
| 2368.1852 | 1125.2882
| 2368.065 | 1125.2882
| 2367.9283 | 1125.2882
| 2367.7827 | 1125.2882
| 2367.6681 | 1125.2882
| 2367.5621 | 1125.2882
| 2367.464 | 1125.2882
| 2367.3362 | 1125.2882
| 2367.2653 | 1125.2882
| 2367.2067 | 1125.2882
| 2367.0735 | 1125.2882
| 2366.9573 | 1125.2882
| 2366.8237 | 1125.2882
| 2366.7286 | 1125.2882
| 2366.571 | 1125.2882
| 2366.4848 | 1125.2882
| 2366.3616 | 1125.2882
| 2366.2115 | 1125.2882
| 2366.1318 | 1125.2882
| 2366.0534 | 1125.2882
| 2365.9836 | 1125.2882
| 2365.8658 | 1125.2882
| 2365.7116 | 1125.2882
| 2365.6173 | 1125.2882
| 2365.5435 | 1125.2882
| 2365.4812 | 1125.2882
| 2365.3915 | 1125.2882
| 2365.3128 | 1125.2882
| 2365.2319 | 1125.2882
| 2365.149 | 1125.2882
| 2365.0696 | 1125.2882
| 2364.9627 | 1125.2882
| 2364.8846 | 1125.2882
| 2364.7396 | 1125.2882
| 2364.5943 | 1125.2882
| 2364.534 | 1125.2882
| 2364.3879 | 1125.2882
| 2364.203 | 1125.2882
| 2364.1309 | 1125.2882
| 2364.0032 | 1125.2882
| 2363.8042 | 1125.2882
| 2363.7077 | 1125.2882
| 2363.571 | 1125.2882
| 2363.4671 | 1125.2882
| 2363.3525 | 1125.2882
| 2363.2744 | 1125.2882
| 2363.1761 | 1125.2882
| 2363.0422 | 1125.2882
| 2362.9564 | 1125.2882
| 2362.8228 | 1125.2882
| 2362.648 | 1125.2882
| 2362.6055 | 1125.2882
| 2362.5255 | 1125.2882
| 2362.4027 | 1125.2882
| 2362.2757 | 1125.2882
| 2362.1844 | 1125.2882
| 2362.0874 | 1125.2882
| 2361.9823 | 1125.2882
| 2361.886 | 1125.2882
| 2361.7376 | 1125.2882
| 2361.6522 | 1125.2882
| 2361.5474 | 1125.2882
| 2361.4616 | 1125.2882
| 2361.3572 | 1125.2882
| 2361.2667 | 1125.2882
| 2361.2003 | 1125.2882
| 2361.1244 | 1125.2882
| 2361.0427 | 1125.2882
| 2360.9243 | 1125.2882
| 2360.7929 | 1125.2882
| 2360.6706 | 1125.2882
| 2360.539 | 1125.2882
| 2360.4432 | 1125.2882
| 2360.3064 | 1125.2882
| 2360.1304 | 1125.2882
| 2360.0224 | 1125.2882
| 2359.8862 | 1125.2882
| 2359.7898 | 1125.2882
| 2359.6897 | 1125.2882
| 2359.595 | 1125.2882
| 2359.5398 | 1125.2882
| 2359.3896 | 1125.2882
| 2359.2954 | 1125.2882
| 2359.1667 | 1125.2882
| 2359.0958 | 1125.2882
| 2358.9998 | 1125.2882
| 2358.8328 | 1125.2882
| 2358.7343 | 1125.2882
| 2358.6374 | 1125.2882
| 2358.516 | 1125.2882
| 2358.4125 | 1125.2882
| 2358.3374 | 1125.2882
| 2358.2669 | 1125.2882
| 2358.1706 | 1125.2882
| 2358.0562 | 1125.2882
| 2357.9753 | 1125.2882
| 2357.8734 | 1125.2882
| 2357.6993 | 1125.2882
| 2357.5989 | 1125.2882
| 2357.467 | 1125.2882
| 2357.3534 | 1125.2882
| 2357.2496 | 1125.2882
| 2357.09 | 1125.2882
| 2357.0037 | 1125.2882
| 2356.9054 | 1125.2882
| 2356.6722 | 1125.2882
| 2356.5842 | 1125.2882
| 2356.5042 | 1125.2882
| 2356.3846 | 1125.2882
| 2356.1811 | 1125.2882
| 2356.1113 | 1125.2882
| 2355.9911 | 1125.2882
| 2355.9118 | 1125.2882
| 2355.7701 | 1125.2882
| 2355.6589 | 1125.2882
| 2355.5262 | 1125.2882
| 2355.4467 | 1125.2882
| 2355.3829 | 1125.2882
| 2355.296 | 1125.2882
| 2355.2131 | 1125.2882
| 2355.1112 | 1125.2882
| 2354.9795 | 1125.2882
| 2354.8087 | 1125.2882
| 2354.7431 | 1125.2882
| 2354.6122 | 1125.2882
| 2354.4991 | 1125.2882
| 2354.4163 | 1125.2882
| 2354.3178 | 1125.2882
| 2354.188 | 1125.2882
| 2354.0718 | 1125.2882
| 2354.0142 | 1125.2882
| 2353.9075 | 1125.2882
| 2353.8063 | 1125.2882
| 2353.7032 | 1125.2882
| 2353.5876 | 1125.2882
| 2353.4722 | 1125.2882
| 2353.3878 | 1125.2882
| 2353.2559 | 1125.2882
| 2353.1024 | 1125.2882
| 2352.9721 | 1125.2882
| 2352.9405 | 1125.2882
| 2352.8304 | 1125.2882
| 2352.7829 | 1125.2882
| 2352.6758 | 1125.2882
| 2352.5184 | 1125.2882
| 2352.4513 | 1125.2882
| 2352.3551 | 1125.2882
| 2352.2146 | 1125.2882
| 2352.1002 | 1125.2882
| 2351.9923 | 1125.2882
| 2351.8799 | 1125.2882
| 2351.801 | 1125.2882
| 2351.7429 | 1125.2882
| 2351.6758 | 1125.2882
| 2351.5353 | 1125.2882
| 2351.4466 | 1125.2882
| 2351.3754 | 1125.2882
| 2351.2944 | 1125.2882
| 2351.1446 | 1125.2882
| 2350.9608 | 1125.2882
| 2350.8328 | 1125.2882
| 2350.7145 | 1125.2882
| 2350.6049 | 1125.2882
| 2350.5134 | 1125.2882
| 2350.4196 | 1125.2882
| 2350.2973 | 1125.2882
| 2350.1741 | 1125.2882
| 2350.0551 | 1125.2882
| 2349.9523 | 1125.2882
| 2349.8541 | 1125.2882
| 2349.7615 | 1125.2882
| 2349.6275 | 1125.2882
| 2349.4984 | 1125.2882
| 2349.353 | 1125.2882
| 2349.2297 | 1125.2882
| 2349.091 | 1125.2882
| 2348.9385 | 1125.2882
| 2348.869 | 1125.2882
| 2348.811 | 1125.2882
| 2348.7252 | 1125.2882
| 2348.6333 | 1125.2882
| 2348.5304 | 1125.2882
| 2348.4612 | 1125.2882
| 2348.3629 | 1125.2882
| 2348.2583 | 1125.2882
| 2348.1293 | 1125.2882
| 2348.0544 | 1125.2882
| 2347.9865 | 1125.2882
| 2347.8596 | 1125.2882
| 2347.7261 | 1125.2882
| 2347.626 | 1125.2882
| 2347.5501 | 1125.2882
| 2347.3938 | 1125.2882
| 2347.2546 | 1125.2882
| 2347.1304 | 1125.2882
| 2347.0289 | 1125.2882
| 2346.896 | 1125.2882
| 2346.8052 | 1125.2882
| 2346.637 | 1125.2882
| 2346.4724 | 1125.2882
| 2346.3611 | 1125.2882
| 2346.2757 | 1125.2882
| 2346.1789 | 1125.2882
| 2346.0926 | 1125.2882
| 2346.0085 | 1125.2882
| 2345.9189 | 1125.2882
| 2345.8219 | 1125.2882
| 2345.7226 | 1125.2882
| 2345.6959 | 1125.2882
| 2345.5866 | 1125.2882
| 2345.4806 | 1125.2882
| 2345.3498 | 1125.2882
| 2345.2306 | 1125.2882
| 2345.1278 | 1125.2882
| 2345.0193 | 1125.2882
| 2344.8965 | 1125.2882
| 2344.7948 | 1125.2882
| 2344.6795 | 1125.2882
| 2344.5487 | 1125.2882
| 2344.4258 | 1125.2882
| 2344.3542 | 1125.2882
| 2344.2833 | 1125.2882
| 2344.192 | 1125.2882
| 2344.1244 | 1125.2882
| 2344.0496 | 1125.2882
| 2343.9604 | 1125.2882
| 2343.8246 | 1125.2882
| 2343.7261 | 1125.2882
| 2343.5937 | 1125.2882
| 2343.5226 | 1125.2882
| 2343.4303 | 1125.2882
| 2343.3492 | 1125.2882
| 2343.2325 | 1125.2882
| 2343.1765 | 1125.2882
| 2343.03 | 1125.2882
| 2342.8818 | 1125.2882
| 2342.773 | 1125.2882
| 2342.6032 | 1125.2882
| 2342.5281 | 1125.2882
| 2342.3276 | 1125.2882
| 2342.1984 | 1125.2882
| 2342.0873 | 1125.2882
| 2341.9543 | 1125.2882
| 2341.8506 | 1125.2882
| 2341.7588 | 1125.2882
| 2341.6786 | 1125.2882
| 2341.6161 | 1125.2882
| 2341.4779 | 1125.2882
| 2341.3348 | 1125.2882
| 2341.2279 | 1125.2882
| 2341.1241 | 1125.2882
| 2340.9792 | 1125.2882
| 2340.8876 | 1125.2882
| 2340.8121 | 1125.2882
| 2340.6392 | 1125.2882
| 2340.4625 | 1125.2882
| 2340.4238 | 1125.2882
| 2340.3716 | 1125.2882
| 2340.3233 | 1125.2882
| 2340.2222 | 1125.2882
| 2340.1258 | 1125.2882
| 2340.0506 | 1125.2882
| 2339.9468 | 1125.2882
| 2339.8321 | 1125.2882
| 2339.7414 | 1125.2882
| 2339.6896 | 1125.2882
| 2339.6238 | 1125.2882
| 2339.5001 | 1125.2882
| 2339.388 | 1125.2882
| 2339.2965 | 1125.2882
| 2339.1856 | 1125.2882
| 2339.0666 | 1125.2882
| 2338.9777 | 1125.2882
| 2338.8689 | 1125.2882
| 2338.7962 | 1125.2882
| 2338.7051 | 1125.2882
| 2338.6028 | 1125.2882
| 2338.5264 | 1125.2882
| 2338.3796 | 1125.2882
| 2338.1984 | 1125.2882
| 2338.1349 | 1125.2882
| 2338.0587 | 1125.2882
| 2337.8736 | 1125.2882
| 2337.7964 | 1125.2882
| 2337.7418 | 1125.2882
| 2337.6342 | 1125.2882
| 2337.5569 | 1125.2882
| 2337.4563 | 1125.2882
| 2337.3825 | 1125.2882
| 2337.2989 | 1125.2882
| 2337.1545 | 1125.2882
| 2337.0986 | 1125.2882
| 2337.0121 | 1125.2882
| 2336.9266 | 1125.2882
| 2336.7888 | 1125.2882
| 2336.66 | 1125.2882
| 2336.502 | 1125.2882
| 2336.4078 | 1125.2882
| 2336.3088 | 1125.2882
| 2336.1942 | 1125.2882
| 2336.1073 | 1125.2882
| 2336.022 | 1125.2882
| 2335.9387 | 1125.2882
| 2335.7969 | 1125.2882
| 2335.7247 | 1125.2882
| 2335.6183 | 1125.2882
| 2335.492 | 1125.2882
| 2335.3588 | 1125.2882
| 2335.2658 | 1125.2882
| 2335.1345 | 1125.2882
| 2335.0695 | 1125.2882
| 2334.9292 | 1125.2882
| 2334.8114 | 1125.2882
| 2334.7121 | 1125.2882
| 2334.644 | 1125.2882
| 2334.5543 | 1125.2882
| 2334.4278 | 1125.2882
| 2334.352 | 1125.2882
| 2334.2268 | 1125.2882
| 2334.1088 | 1125.2882
| 2333.9674 | 1125.2882
| 2333.8862 | 1125.2882
| 2333.8128 | 1125.2882
| 2333.6946 | 1125.2882
| 2333.529 | 1125.2882
| 2333.4344 | 1125.2882
| 2333.2911 | 1125.2882
| 2333.2103 | 1125.2882
| 2333.1324 | 1125.2882
| 2333.0675 | 1125.2882
| 2332.9614 | 1125.2882
| 2332.8591 | 1125.2882
| 2332.7393 | 1125.2882
| 2332.5933 | 1125.2882
| 2332.5073 | 1125.2882
| 2332.3769 | 1125.2882
| 2332.2646 | 1125.2882
| 2332.2025 | 1125.2882
| 2332.0775 | 1125.2882
| 2332.0265 | 1125.2882
| 2331.9817 | 1125.2882
| 2331.9016 | 1125.2882
| 2331.8021 | 1125.2882
| 2331.6837 | 1125.2882
| 2331.6025 | 1125.2882
| 2331.4751 | 1125.2882
| 2331.3487 | 1125.2882
| 2331.1689 | 1125.2882
| 2331.0872 | 1125.2882
| 2331.0111 | 1125.2882
| 2330.9136 | 1125.2882
| 2330.8541 | 1125.2882
| 2330.7612 | 1125.2882
| 2330.5709 | 1125.2882
| 2330.5081 | 1125.2882
| 2330.4508 | 1125.2882
| 2330.3631 | 1125.2882
| 2330.2695 | 1125.2882
| 2330.1339 | 1125.2882
| 2330.0874 | 1125.2882
| 2329.9315 | 1125.2882
| 2329.854 | 1125.2882
| 2329.7599 | 1125.2882
| 2329.6428 | 1125.2882
| 2329.5215 | 1125.2882
| 2329.4067 | 1125.2882
| 2329.2984 | 1125.2882
| 2329.2048 | 1125.2882
| 2329.0791 | 1125.2882
| 2328.9776 | 1125.2882
| 2328.8461 | 1125.2882
| 2328.7749 | 1125.2882
| 2328.6569 | 1125.2882
| 2328.4925 | 1125.2882
| 2328.3047 | 1125.2882
| 2328.1783 | 1125.2882
| 2328.0446 | 1125.2882
| 2327.8888 | 1125.2882
| 2327.755 | 1125.2882
| 2327.6915 | 1125.2882
| 2327.5969 | 1125.2882
| 2327.4625 | 1125.2882
| 2327.3634 | 1125.2882
| 2327.2722 | 1125.2882
| 2327.093 | 1125.2882
| 2327.0122 | 1125.2882
| 2326.9014 | 1125.2882
| 2326.8564 | 1125.2882
| 2326.715 | 1125.2882
| 2326.542 | 1125.2882
| 2326.4048 | 1125.2882
| 2326.3023 | 1125.2882
| 2326.1183 | 1125.2882
| 2325.991 | 1125.2882
| 2325.8789 | 1125.2882
| 2325.8304 | 1125.2882
| 2325.7117 | 1125.2882
| 2325.5832 | 1125.2882
| 2325.5029 | 1125.2882
| 2325.3956 | 1125.2882
| 2325.3063 | 1125.2882
| 2325.2542 | 1125.2882
| 2325.1455 | 1125.2882
| 2325.0003 | 1125.2882
| 2324.9265 | 1125.2882
| 2324.8312 | 1125.2882
| 2324.7487 | 1125.2882
| 2324.6859 | 1125.2882
| 2324.5936 | 1125.2882
| 2324.5156 | 1125.2882
| 2324.4302 | 1125.2882
| 2324.3223 | 1125.2882
| 2324.2245 | 1125.2882
| 2324.1291 | 1125.2882
| 2324.0383 | 1125.2882
| 2323.9078 | 1125.2882
| 2323.8094 | 1125.2882
| 2323.7418 | 1125.2882
| 2323.6307 | 1125.2882
| 2323.5161 | 1125.2882
| 2323.4408 | 1125.2882
| 2323.3236 | 1125.2882
| 2323.1947 | 1125.2882
| 2323.0774 | 1125.2882
| 2323.0002 | 1125.2882
| 2322.8941 | 1125.2882
| 2322.7619 | 1125.2882
| 2322.6206 | 1125.2882
| 2322.4631 | 1125.2882
| 2322.3923 | 1125.2882
| 2322.2729 | 1125.2882
| 2322.1431 | 1125.2882
| 2322.0592 | 1125.2882
| 2321.8873 | 1125.2882
| 2321.7629 | 1125.2882
| 2321.7324 | 1125.2882
| 2321.5812 | 1125.2882
| 2321.4954 | 1125.2882
| 2321.3764 | 1125.2882
| 2321.2815 | 1125.2882
| 2321.1975 | 1125.2882
| 2321.0968 | 1125.2882
| 2321.0011 | 1125.2882
| 2320.8922 | 1125.2882
| 2320.8274 | 1125.2882
| 2320.755 | 1125.2882
| 2320.6358 | 1125.2882
| 2320.5839 | 1125.2882
| 2320.5004 | 1125.2882
| 2320.4024 | 1125.2882
| 2320.2613 | 1125.2882
| 2320.1188 | 1125.2882
| 2320.0311 | 1125.2882
| 2319.9555 | 1125.2882
| 2319.8462 | 1125.2882
| 2319.7511 | 1125.2882
| 2319.6463 | 1125.2882
| 2319.4989 | 1125.2882
| 2319.4038 | 1125.2882
| 2319.2964 | 1125.2882
| 2319.1737 | 1125.2882
| 2319.0676 | 1125.2882
| 2319.0027 | 1125.2882
| 2318.9686 | 1125.2882
| 2318.8713 | 1125.2882
| 2318.7152 | 1125.2882
| 2318.6347 | 1125.2882
| 2318.5559 | 1125.2882
| 2318.4421 | 1125.2882
| 2318.2851 | 1125.2882
| 2318.2201 | 1125.2882
| 2318.1237 | 1125.2882
| 2317.9068 | 1125.2882
| 2317.8473 | 1125.2882
| 2317.7315 | 1125.2882
| 2317.5775 | 1125.2882
| 2317.4556 | 1125.2882
| 2317.3477 | 1125.2882
| 2317.2101 | 1125.2882
| 2317.1123 | 1125.2882
| 2316.9949 | 1125.2882
| 2316.8771 | 1125.2882
| 2316.7693 | 1125.2882
| 2316.6566 | 1125.2882
| 2316.48 | 1125.2882
| 2316.4232 | 1125.2882
| 2316.2834 | 1125.2882
| 2316.1436 | 1125.2882
| 2316.0471 | 1125.2882
| 2315.8897 | 1125.2882
| 2315.7401 | 1125.2882
| 2315.5852 | 1125.2882
| 2315.4538 | 1125.2882
| 2315.317 | 1125.2882
| 2315.2226 | 1125.2882
| 2315.1223 | 1125.2882
| 2315.0379 | 1125.2882
| 2314.9246 | 1125.2882
| 2314.8244 | 1125.2882
| 2314.6739 | 1125.2882
| 2314.5988 | 1125.2882
| 2314.5078 | 1125.2882
| 2314.4023 | 1125.2882
| 2314.2962 | 1125.2882
| 2314.1964 | 1125.2882
| 2314.0902 | 1125.2882
| 2313.9991 | 1125.2882
| 2313.8873 | 1125.2882
| 2313.7395 | 1125.2882
| 2313.6692 | 1125.2882
| 2313.5177 | 1125.2882
| 2313.4086 | 1125.2882
| 2313.3231 | 1125.2882
| 2313.2199 | 1125.2882
| 2313.0663 | 1125.2882
| 2312.9933 | 1125.2882
| 2312.8898 | 1125.2882
| 2312.7476 | 1125.2882
| 2312.6488 | 1125.2882
| 2312.5471 | 1125.2882
| 2312.4542 | 1125.2882
| 2312.382 | 1125.2882
| 2312.2334 | 1125.2882
| 2312.1269 | 1125.2882
| 2312.0021 | 1125.2882
| 2311.8351 | 1125.2882
| 2311.7266 | 1125.2882
| 2311.5891 | 1125.2882
| 2311.3981 | 1125.2882
| 2311.3076 | 1125.2882
| 2311.2201 | 1125.2882
| 2311.1063 | 1125.2882
| 2310.9885 | 1125.2882
| 2310.8766 | 1125.2882
| 2310.7771 | 1125.2882
| 2310.6788 | 1125.2882
| 2310.5861 | 1125.2882
| 2310.4763 | 1125.2882
| 2310.3652 | 1125.2882
| 2310.2526 | 1125.2882
| 2310.1517 | 1125.2882
| 2310.0388 | 1125.2882
| 2309.9451 | 1125.2882
| 2309.8681 | 1125.2882
| 2309.712 | 1125.2882
| 2309.5933 | 1125.2882
| 2309.5187 | 1125.2882
| 2309.4598 | 1125.2882
| 2309.3687 | 1125.2882
| 2309.243 | 1125.2882
| 2309.0987 | 1125.2882
| 2308.986 | 1125.2882
| 2308.8547 | 1125.2882
| 2308.7705 | 1125.2882
| 2308.6792 | 1125.2882
| 2308.6126 | 1125.2882
| 2308.5343 | 1125.2882
| 2308.4148 | 1125.2882
| 2308.253 | 1125.2882
| 2308.1058 | 1125.2882
| 2308.0066 | 1125.2882
| 2307.9086 | 1125.2882
| 2307.8494 | 1125.2882
| 2307.7836 | 1125.2882
| 2307.7266 | 1125.2882
| 2307.617 | 1125.2882
| 2307.522 | 1125.2882
| 2307.4227 | 1125.2882
| 2307.2885 | 1125.2882
| 2307.2017 | 1125.2882
| 2307.0816 | 1125.2882
| 2306.9235 | 1125.2882
| 2306.8043 | 1125.2882
| 2306.6879 | 1125.2882
| 2306.5887 | 1125.2882
| 2306.4877 | 1125.2882
| 2306.3867 | 1125.2882
| 2306.2824 | 1125.2882
| 2306.1558 | 1125.2882
| 2306.0537 | 1125.2882
| 2305.9464 | 1125.2882
| 2305.8384 | 1125.2882
| 2305.7038 | 1125.2882
| 2305.5854 | 1125.2882
| 2305.4995 | 1125.2882
| 2305.4029 | 1125.2882
| 2305.284 | 1125.2882
| 2305.1712 | 1125.2882
| 2305.0545 | 1125.2882
| 2304.9556 | 1125.2882
| 2304.8676 | 1125.2882
| 2304.7307 | 1125.2882
| 2304.6259 | 1125.2882
| 2304.4756 | 1125.2882
| 2304.3662 | 1125.2882
| 2304.2689 | 1125.2882
| 2304.1894 | 1125.2882
| 2304.0592 | 1125.2882
| 2303.9964 | 1125.2882
| 2303.9321 | 1125.2882
| 2303.8819 | 1125.2882
| 2303.7366 | 1125.2882
| 2303.5848 | 1125.2882
| 2303.5255 | 1125.2882
| 2303.4163 | 1125.2882
| 2303.3122 | 1125.2882
| 2303.1962 | 1125.2882
| 2303.1262 | 1125.2882
| 2303.0847 | 1125.2882
| 2302.9841 | 1125.2882
| 2302.8771 | 1125.2882
| 2302.8113 | 1125.2882
| 2302.7105 | 1125.2882
| 2302.6555 | 1125.2882
| 2302.4979 | 1125.2882
| 2302.4167 | 1125.2882
| 2302.3162 | 1125.2882
| 2302.1943 | 1125.2882
| 2302.1203 | 1125.2882
| 2302.059 | 1125.2882
| 2301.9582 | 1125.2882
| 2301.8988 | 1125.2882
| 2301.7429 | 1125.2882
| 2301.629 | 1125.2882
| 2301.5107 | 1125.2882
| 2301.4004 | 1125.2882
| 2301.2863 | 1125.2882
| 2301.1665 | 1125.2882
| 2301.0331 | 1125.2882
| 2300.9433 | 1125.2882
| 2300.7853 | 1125.2882
| 2300.7007 | 1125.2882
| 2300.6271 | 1125.2882
| 2300.5614 | 1125.2882
| 2300.4578 | 1125.2882
| 2300.3343 | 1125.2882
| 2300.2675 | 1125.2882
| 2300.1588 | 1125.2882
| 2300.0519 | 1125.2882
| 2299.9324 | 1125.2882
| 2299.8631 | 1125.2882
| 2299.773 | 1125.2882
| 2299.6466 | 1125.2882
| 2299.5336 | 1125.2882
| 2299.4052 | 1125.2882
| 2299.3179 | 1125.2882
| 2299.2602 | 1125.2882
| 2299.1557 | 1125.2882
| 2299.0658 | 1125.2882
| 2298.9643 | 1125.2882
| 2298.8503 | 1125.2882
| 2298.7602 | 1125.2882
| 2298.5601 | 1125.2882
| 2298.4676 | 1125.2882
| 2298.4169 | 1125.2882
| 2298.344 | 1125.2882
| 2298.271 | 1125.2882
| 2298.1859 | 1125.2882
| 2298.0937 | 1125.2882
| 2298.0126 | 1125.2882
| 2297.9334 | 1125.2882
| 2297.8713 | 1125.2882
| 2297.805 | 1125.2882
| 2297.7177 | 1125.2882
| 2297.6021 | 1125.2882
| 2297.4959 | 1125.2882
| 2297.4065 | 1125.2882
| 2297.3144 | 1125.2882
| 2297.1767 | 1125.2882
| 2297.0704 | 1125.2882
| 2296.9328 | 1125.2882
| 2296.8318 | 1125.2882
| 2296.7367 | 1125.2882
| 2296.6395 | 1125.2882
| 2296.5274 | 1125.2882
| 2296.4382 | 1125.2882
| 2296.3158 | 1125.2882
| 2296.23 | 1125.2882
| 2296.1201 | 1125.2882
| 2296.0339 | 1125.2882
| 2295.9559 | 1125.2882
| 2295.8609 | 1125.2882
| 2295.7803 | 1125.2882
| 2295.689 | 1125.2882
| 2295.5978 | 1125.2882
| 2295.5262 | 1125.2882
| 2295.4193 | 1125.2882
| 2295.3385 | 1125.2882
| 2295.194 | 1125.2882
| 2295.1316 | 1125.2882
| 2295.027 | 1125.2882
| 2294.8801 | 1125.2882
| 2294.7768 | 1125.2882
| 2294.644 | 1125.2882
| 2294.5261 | 1125.2882
| 2294.462 | 1125.2882
| 2294.3727 | 1125.2882
| 2294.2535 | 1125.2882
| 2294.0846 | 1125.2882
| 2293.9321 | 1125.2882
| 2293.8327 | 1125.2882
| 2293.7098 | 1125.2882
| 2293.6145 | 1125.2882
| 2293.451 | 1125.2882
| 2293.3982 | 1125.2882
| 2293.2535 | 1125.2882
| 2293.1038 | 1125.2882
| 2292.9665 | 1125.2882
| 2292.884 | 1125.2882
| 2292.7888 | 1125.2882
| 2292.6806 | 1125.2882
| 2292.549 | 1125.2882
| 2292.4695 | 1125.2882
| 2292.4038 | 1125.2882
| 2292.3269 | 1125.2882
| 2292.2205 | 1125.2882
| 2292.0506 | 1125.2882
| 2291.9757 | 1125.2882
| 2291.8225 | 1125.2882
| 2291.7511 | 1125.2882
| 2291.6906 | 1125.2882
| 2291.539 | 1125.2882
| 2291.4439 | 1125.2882
| 2291.3083 | 1125.2882
| 2291.1974 | 1125.2882
| 2291.0893 | 1125.2882
| 2291.038 | 1125.2882
| 2290.909 | 1125.2882
| 2290.7695 | 1125.2882
| 2290.6405 | 1125.2882
| 2290.5526 | 1125.2882
| 2290.45 | 1125.2882
| 2290.3203 | 1125.2882
| 2290.2244 | 1125.2882
| 2290.1019 | 1125.2882
| 2289.9976 | 1125.2882
| 2289.8837 | 1125.2882
| 2289.7705 | 1125.2882
| 2289.6605 | 1125.2882
| 2289.5733 | 1125.2882
| 2289.5046 | 1125.2882
| 2289.3775 | 1125.2882
| 2289.2963 | 1125.2882
| 2289.2386 | 1125.2882
| 2289.0724 | 1125.2882
| 2289.0024 | 1125.2882
| 2288.9363 | 1125.2882
| 2288.8282 | 1125.2882
| 2288.712 | 1125.2882
| 2288.617 | 1125.2882
| 2288.4989 | 1125.2882
| 2288.4186 | 1125.2882
| 2288.3588 | 1125.2882
| 2288.2879 | 1125.2882
| 2288.2267 | 1125.2882
| 2288.1487 | 1125.2882
| 2288.0454 | 1125.2882
| 2287.9146 | 1125.2882
| 2287.7706 | 1125.2882
| 2287.647 | 1125.2882
| 2287.5539 | 1125.2882
| 2287.4603 | 1125.2882
| 2287.4058 | 1125.2882
| 2287.341 | 1125.2882
| 2287.2197 | 1125.2882
| 2287.1124 | 1125.2882
| 2287.0266 | 1125.2882
| 2286.9397 | 1125.2882
| 2286.8222 | 1125.2882
| 2286.7532 | 1125.2882
| 2286.6223 | 1125.2882
| 2286.5503 | 1125.2882
| 2286.4823 | 1125.2882
| 2286.3823 | 1125.2882
| 2286.2798 | 1125.2882
| 2286.2062 | 1125.2882
| 2286.162 | 1125.2882
| 2286.0646 | 1125.2882
| 2286.0119 | 1125.2882
| 2285.8774 | 1125.2882
| 2285.737 | 1125.2882
| 2285.6725 | 1125.2882
| 2285.602 | 1125.2882
| 2285.4366 | 1125.2882
| 2285.3505 | 1125.2882
| 2285.2688 | 1125.2882
| 2285.1748 | 1125.2882
| 2285.0025 | 1125.2882
| 2284.8766 | 1125.2882
| 2284.7522 | 1125.2882
| 2284.6157 | 1125.2882
| 2284.5474 | 1125.2882
| 2284.4286 | 1125.2882
| 2284.2962 | 1125.2882
| 2284.1973 | 1125.2882
| 2284.0907 | 1125.2882
| 2284.0183 | 1125.2882
| 2283.9328 | 1125.2882
| 2283.8038 | 1125.2882
| 2283.699 | 1125.2882
| 2283.6126 | 1125.2882
| 2283.5264 | 1125.2882
| 2283.4282 | 1125.2882
| 2283.3345 | 1125.2882
| 2283.2597 | 1125.2882
| 2283.1693 | 1125.2882
| 2283.0922 | 1125.2882
| 2282.9695 | 1125.2882
| 2282.9152 | 1125.2882
| 2282.7774 | 1125.2882
| 2282.7127 | 1125.2882
| 2282.5982 | 1125.2882
| 2282.495 | 1125.2882
| 2282.3648 | 1125.2882
| 2282.3033 | 1125.2882
| 2282.1909 | 1125.2882
| 2282.0989 | 1125.2882
| 2281.9776 | 1125.2882
| 2281.7999 | 1125.2882
| 2281.669 | 1125.2882
| 2281.5671 | 1125.2882
| 2281.4772 | 1125.2882
| 2281.3581 | 1125.2882
| 2281.2866 | 1125.2882
| 2281.1999 | 1125.2882
| 2281.1287 | 1125.2882
| 2281.0511 | 1125.2882
| 2280.9528 | 1125.2882
| 2280.8667 | 1125.2882
| 2280.7203 | 1125.2882
| 2280.6262 | 1125.2882
| 2280.5156 | 1125.2882
| 2280.3955 | 1125.2882
| 2280.3175 | 1125.2882
| 2280.1843 | 1125.2882
| 2280.0892 | 1125.2882
| 2279.9666 | 1125.2882
| 2279.8912 | 1125.2882
| 2279.805 | 1125.2882
| 2279.7264 | 1125.2882
| 2279.668 | 1125.2882
| 2279.6093 | 1125.2882
| 2279.5055 | 1125.2882
| 2279.3305 | 1125.2882
| 2279.2127 | 1125.2882
| 2279.1678 | 1125.2882
| 2279.0772 | 1125.2882
| 2278.9289 | 1125.2882
| 2278.8195 | 1125.2882
| 2278.7324 | 1125.2882
| 2278.6414 | 1125.2882
| 2278.5838 | 1125.2882
| 2278.5005 | 1125.2882
| 2278.4104 | 1125.2882
| 2278.278 | 1125.2882
| 2278.2091 | 1125.2882
| 2278.0996 | 1125.2882
| 2277.9629 | 1125.2882
| 2277.8548 | 1125.2882
| 2277.7716 | 1125.2882
| 2277.7057 | 1125.2882
| 2277.5632 | 1125.2882
| 2277.3858 | 1125.2882
| 2277.313 | 1125.2882
| 2277.1908 | 1125.2882
| 2277.0947 | 1125.2882
| 2277.0046 | 1125.2882
| 2276.895 | 1125.2882
| 2276.8264 | 1125.2882
| 2276.704 | 1125.2882
| 2276.6187 | 1125.2882
| 2276.5407 | 1125.2882
| 2276.4286 | 1125.2882
| 2276.333 | 1125.2882
| 2276.2064 | 1125.2882
| 2276.1151 | 1125.2882
| 2276.0065 | 1125.2882
| 2275.8833 | 1125.2882
| 2275.7989 | 1125.2882
| 2275.7155 | 1125.2882
| 2275.6204 | 1125.2882
| 2275.5494 | 1125.2882
| 2275.4693 | 1125.2882
| 2275.409 | 1125.2882
| 2275.3409 | 1125.2882
| 2275.2498 | 1125.2882
| 2275.1598 | 1125.2882
| 2275.0896 | 1125.2882
| 2274.9953 | 1125.2882
| 2274.8899 | 1125.2882
| 2274.7827 | 1125.2882
| 2274.6664 | 1125.2882
| 2274.6043 | 1125.2882
| 2274.5233 | 1125.2882
| 2274.4663 | 1125.2882
| 2274.3931 | 1125.2882
| 2274.2881 | 1125.2882
| 2274.1977 | 1125.2882
| 2274.0895 | 1125.2882
| 2274.0382 | 1125.2882
| 2273.9417 | 1125.2882
| 2273.8328 | 1125.2882
| 2273.7522 | 1125.2882
| 2273.6122 | 1125.2882
| 2273.5198 | 1125.2882
| 2273.4381 | 1125.2882
| 2273.3551 | 1125.2882
| 2273.2656 | 1125.2882
| 2273.1705 | 1125.2882
| 2273.085 | 1125.2882
| 2273.0238 | 1125.2882
| 2272.8951 | 1125.2882
| 2272.7496 | 1125.2882
| 2272.6634 | 1125.2882
| 2272.5127 | 1125.2882
| 2272.438 | 1125.2882
| 2272.2852 | 1125.2882
| 2272.1772 | 1125.2882
| 2272.0795 | 1125.2882
| 2271.9944 | 1125.2882
| 2271.9366 | 1125.2882
| 2271.7929 | 1125.2882
| 2271.6455 | 1125.2882
| 2271.6064 | 1125.2882
| 2271.5291 | 1125.2882
| 2271.4339 | 1125.2882
| 2271.2877 | 1125.2882
| 2271.0917 | 1125.2882
| 2271.0291 | 1125.2882
| 2270.9241 | 1125.2882
| 2270.8654 | 1125.2882
| 2270.8188 | 1125.2882
| 2270.7596 | 1125.2882
| 2270.6761 | 1125.2882
| 2270.6017 | 1125.2882
| 2270.5062 | 1125.2882
| 2270.3896 | 1125.2882
| 2270.2691 | 1125.2882
| 2270.1836 | 1125.2882
| 2270.1343 | 1125.2882
| 2270.0583 | 1125.2882
| 2269.9362 | 1125.2882
| 2269.8402 | 1125.2882
| 2269.6838 | 1125.2882
| 2269.6086 | 1125.2882
| 2269.5176 | 1125.2882
| 2269.4403 | 1125.2882
| 2269.3377 | 1125.2882
| 2269.2199 | 1125.2882
| 2269.0681 | 1125.2882
| 2268.9529 | 1125.2882
| 2268.8815 | 1125.2882
| 2268.7787 | 1125.2882
| 2268.6856 | 1125.2882
| 2268.5784 | 1125.2882
| 2268.4333 | 1125.2882
| 2268.3605 | 1125.2882
| 2268.2551 | 1125.2882
| 2268.129 | 1125.2882
| 2268.025 | 1125.2882
| 2267.9378 | 1125.2882
| 2267.7961 | 1125.2882
| 2267.6983 | 1125.2882
| 2267.5744 | 1125.2882
| 2267.5119 | 1125.2882
| 2267.4072 | 1125.2882
| 2267.313 | 1125.2882
| 2267.2494 | 1125.2882
| 2267.1492 | 1125.2882
| 2267.0502 | 1125.2882
| 2266.9597 | 1125.2882
| 2266.9103 | 1125.2882
| 2266.8353 | 1125.2882
| 2266.7574 | 1125.2882
| 2266.6822 | 1125.2882
| 2266.6002 | 1125.2882
| 2266.4817 | 1125.2882
| 2266.329 | 1125.2882
| 2266.2681 | 1125.2882
| 2266.1925 | 1125.2882
| 2266.1228 | 1125.2882
| 2266.0571 | 1125.2882
| 2265.9421 | 1125.2882
| 2265.8586 | 1125.2882
| 2265.777 | 1125.2882
| 2265.7001 | 1125.2882
| 2265.6337 | 1125.2882
| 2265.5273 | 1125.2882
| 2265.4337 | 1125.2882
| 2265.3674 | 1125.2882
| 2265.2932 | 1125.2882
| 2265.2058 | 1125.2882
| 2265.1544 | 1125.2882
| 2265.0608 | 1125.2882
| 2264.9265 | 1125.2882
| 2264.8391 | 1125.2882
| 2264.6679 | 1125.2882
| 2264.6131 | 1125.2882
| 2264.4696 | 1125.2882
| 2264.3444 | 1125.2882
| 2264.2471 | 1125.2882
| 2264.1705 | 1125.2882
| 2264.1014 | 1125.2882
| 2263.993 | 1125.2882
| 2263.9095 | 1125.2882
| 2263.8321 | 1125.2882
| 2263.7268 | 1125.2882
| 2263.6075 | 1125.2882
| 2263.5059 | 1125.2882
| 2263.3977 | 1125.2882
| 2263.3449 | 1125.2882
| 2263.2322 | 1125.2882
| 2263.1578 | 1125.2882
| 2262.9787 | 1125.2882
| 2262.9324 | 1125.2882
| 2262.8343 | 1125.2882
| 2262.7129 | 1125.2882
| 2262.6096 | 1125.2882
| 2262.5013 | 1125.2882
| 2262.3752 | 1125.2882
| 2262.2199 | 1125.2882
| 2262.0984 | 1125.2882
| 2261.9864 | 1125.2882
| 2261.9213 | 1125.2882
| 2261.8308 | 1125.2882
| 2261.6773 | 1125.2882
| 2261.5816 | 1125.2882
| 2261.5201 | 1125.2882
| 2261.428 | 1125.2882
| 2261.2938 | 1125.2882
| 2261.2081 | 1125.2882
| 2261.1339 | 1125.2882
| 2261.0359 | 1125.2882
| 2260.9543 | 1125.2882
| 2260.889 | 1125.2882
| 2260.7906 | 1125.2882
| 2260.6442 | 1125.2882
| 2260.5086 | 1125.2882
| 2260.4265 | 1125.2882
| 2260.3461 | 1125.2882
| 2260.249 | 1125.2882
| 2260.1645 | 1125.2882
| 2260.059 | 1125.2882
| 2259.9733 | 1125.2882
| 2259.8717 | 1125.2882
| 2259.7468 | 1125.2882
| 2259.6367 | 1125.2882
| 2259.5642 | 1125.2882
| 2259.4368 | 1125.2882
| 2259.3638 | 1125.2882
| 2259.291 | 1125.2882
| 2259.1982 | 1125.2882
| 2259.0373 | 1125.2882
| 2258.9527 | 1125.2882
| 2258.8405 | 1125.2882
| 2258.7422 | 1125.2882
| 2258.6497 | 1125.2882
| 2258.5512 | 1125.2882
| 2258.4447 | 1125.2882
| 2258.3921 | 1125.2882
| 2258.3056 | 1125.2882
| 2258.2357 | 1125.2882
| 2258.154 | 1125.2882
| 2258.0286 | 1125.2882
| 2257.9266 | 1125.2882
| 2257.8046 | 1125.2882
| 2257.6944 | 1125.2882
| 2257.6338 | 1125.2882
| 2257.5366 | 1125.2882
| 2257.472 | 1125.2882
| 2257.3989 | 1125.2882
| 2257.3066 | 1125.2882
| 2257.1509 | 1125.2882
| 2257.0502 | 1125.2882
| 2256.9 | 1125.2882
| 2256.8217 | 1125.2882
| 2256.7137 | 1125.2882
| 2256.6569 | 1125.2882
| 2256.5516 | 1125.2882
| 2256.4318 | 1125.2882
| 2256.3489 | 1125.2882
| 2256.2708 | 1125.2882
| 2256.2003 | 1125.2882
| 2256.0872 | 1125.2882
| 2255.9808 | 1125.2882
| 2255.9065 | 1125.2882
| 2255.7968 | 1125.2882
| 2255.6856 | 1125.2882
| 2255.5473 | 1125.2882
| 2255.442 | 1125.2882
| 2255.3358 | 1125.2882
| 2255.2156 | 1125.2882
| 2255.14 | 1125.2882
| 2255.0209 | 1125.2882
| 2254.9748 | 1125.2882
| 2254.8728 | 1125.2882
| 2254.7791 | 1125.2882
| 2254.639 | 1125.2882
| 2254.4914 | 1125.2882
| 2254.3878 | 1125.2882
| 2254.2557 | 1125.2882
| 2254.1333 | 1125.2882
| 2254.0678 | 1125.2882
| 2253.9834 | 1125.2882
| 2253.8904 | 1125.2882
| 2253.8055 | 1125.2882
| 2253.6925 | 1125.2882
| 2253.6056 | 1125.2882
| 2253.4929 | 1125.2882
| 2253.4134 | 1125.2882
| 2253.312 | 1125.2882
| 2253.2393 | 1125.2882
| 2253.1608 | 1125.2882
| 2253.0539 | 1125.2882
| 2252.8749 | 1125.2882
| 2252.7656 | 1125.2882
| 2252.6289 | 1125.2882
| 2252.5318 | 1125.2882
| 2252.4799 | 1125.2882
| 2252.3853 | 1125.2882
| 2252.2462 | 1125.2882
| 2252.1856 | 1125.2882
| 2252.083 | 1125.2882
| 2251.989 | 1125.2882
| 2251.8715 | 1125.2882
| 2251.7946 | 1125.2882
| 2251.7384 | 1125.2882
| 2251.6765 | 1125.2882
| 2251.5772 | 1125.2882
| 2251.491 | 1125.2882
| 2251.3829 | 1125.2882
| 2251.2837 | 1125.2882
| 2251.2473 | 1125.2882
| 2251.1288 | 1125.2882
| 2251.0563 | 1125.2882
| 2250.9699 | 1125.2882
| 2250.8746 | 1125.2882
| 2250.8132 | 1125.2882
| 2250.743 | 1125.2882
| 2250.6344 | 1125.2882
| 2250.5028 | 1125.2882
| 2250.4151 | 1125.2882
| 2250.3363 | 1125.2882
| 2250.216 | 1125.2882
| 2250.148 | 1125.2882
| 2250.0186 | 1125.2882
| 2249.9492 | 1125.2882
| 2249.8681 | 1125.2882
| 2249.7747 | 1125.2882
| 2249.7167 | 1125.2882
| 2249.5944 | 1125.2882
| 2249.4778 | 1125.2882
| 2249.3321 | 1125.2882
| 2249.2145 | 1125.2882
| 2249.1255 | 1125.2882
| 2249.0081 | 1125.2882
| 2248.8869 | 1125.2882
| 2248.8289 | 1125.2882
| 2248.7346 | 1125.2882
| 2248.6742 | 1125.2882
| 2248.5931 | 1125.2882
| 2248.4525 | 1125.2882
| 2248.3518 | 1125.2882
| 2248.1662 | 1125.2882
| 2248.0729 | 1125.2882
| 2247.9872 | 1125.2882
| 2247.9116 | 1125.2882
| 2247.8239 | 1125.2882
| 2247.7151 | 1125.2882
| 2247.6023 | 1125.2882
| 2247.524 | 1125.2882
| 2247.4584 | 1125.2882
| 2247.3898 | 1125.2882
| 2247.2835 | 1125.2882
| 2247.2299 | 1125.2882
| 2247.169 | 1125.2882
| 2247.0374 | 1125.2882
| 2246.9854 | 1125.2882
| 2246.8561 | 1125.2882
| 2246.7787 | 1125.2882
| 2246.7211 | 1125.2882
| 2246.5836 | 1125.2882
| 2246.4664 | 1125.2882
| 2246.3961 | 1125.2882
| 2246.2487 | 1125.2882
| 2246.2042 | 1125.2882
| 2246.076 | 1125.2882
| 2245.9895 | 1125.2882
| 2245.9275 | 1125.2882
| 2245.8267 | 1125.2882
| 2245.7177 | 1125.2882
| 2245.5739 | 1125.2882
| 2245.4835 | 1125.2882
| 2245.3912 | 1125.2882
| 2245.3188 | 1125.2882
| 2245.1716 | 1125.2882
| 2245.0817 | 1125.2882
| 2244.9907 | 1125.2882
| 2244.9213 | 1125.2882
| 2244.8212 | 1125.2882
| 2244.7232 | 1125.2882
| 2244.634 | 1125.2882
| 2244.5304 | 1125.2882
| 2244.466 | 1125.2882
| 2244.3642 | 1125.2882
| 2244.2614 | 1125.2882
| 2244.1421 | 1125.2882
| 2244.0386 | 1125.2882
| 2243.961 | 1125.2882
| 2243.8356 | 1125.2882
| 2243.7755 | 1125.2882
| 2243.6613 | 1125.2882
| 2243.5775 | 1125.2882
| 2243.5207 | 1125.2882
| 2243.4208 | 1125.2882
| 2243.3313 | 1125.2882
| 2243.2592 | 1125.2882
| 2243.1715 | 1125.2882
| 2243.0823 | 1125.2882
| 2242.999 | 1125.2882
| 2242.8595 | 1125.2882
| 2242.7131 | 1125.2882
| 2242.6481 | 1125.2882
| 2242.5972 | 1125.2882
| 2242.4931 | 1125.2882
| 2242.3555 | 1125.2882
| 2242.1967 | 1125.2882
| 2242.116 | 1125.2882
| 2242.0886 | 1125.2882
| 2241.9996 | 1125.2882
| 2241.939 | 1125.2882
| 2241.8284 | 1125.2882
| 2241.7417 | 1125.2882
| 2241.6657 | 1125.2882
| 2241.5801 | 1125.2882
| 2241.5272 | 1125.2882
| 2241.4444 | 1125.2882
| 2241.3298 | 1125.2882
| 2241.2378 | 1125.2882
| 2241.1786 | 1125.2882
| 2241.0982 | 1125.2882
| 2241.0441 | 1125.2882
| 2240.9468 | 1125.2882
| 2240.8927 | 1125.2882
| 2240.7843 | 1125.2882
| 2240.6674 | 1125.2882
| 2240.6007 | 1125.2882
| 2240.5297 | 1125.2882
| 2240.4189 | 1125.2882
| 2240.356 | 1125.2882
| 2240.2213 | 1125.2882
| 2240.1451 | 1125.2882
| 2240.0656 | 1125.2882
| 2239.9817 | 1125.2882
| 2239.9212 | 1125.2882
| 2239.8175 | 1125.2882
| 2239.6648 | 1125.2882
| 2239.6018 | 1125.2882
| 2239.4935 | 1125.2882
| 2239.3871 | 1125.2882
| 2239.3126 | 1125.2882
| 2239.2673 | 1125.2882
| 2239.1986 | 1125.2882
| 2239.097 | 1125.2882
| 2239.001 | 1125.2882
| 2238.8602 | 1125.2882
| 2238.7833 | 1125.2882
| 2238.6804 | 1125.2882
| 2238.6243 | 1125.2882
| 2238.5225 | 1125.2882
| 2238.4342 | 1125.2882
| 2238.365 | 1125.2882
| 2238.2785 | 1125.2882
| 2238.1738 | 1125.2882
| 2238.1152 | 1125.2882
| 2238.025 | 1125.2882
| 2237.9375 | 1125.2882
| 2237.8755 | 1125.2882
| 2237.8209 | 1125.2882
| 2237.7338 | 1125.2882
| 2237.6473 | 1125.2882
| 2237.543 | 1125.2882
| 2237.47 | 1125.2882
| 2237.4065 | 1125.2882
| 2237.3387 | 1125.2882
| 2237.2661 | 1125.2882
| 2237.1472 | 1125.2882
| 2237.0777 | 1125.2882
| 2236.9708 | 1125.2882
| 2236.9037 | 1125.2882
| 2236.7949 | 1125.2882
| 2236.7171 | 1125.2882
| 2236.657 | 1125.2882
| 2236.5853 | 1125.2882
| 2236.4974 | 1125.2882
| 2236.4007 | 1125.2882
| 2236.3334 | 1125.2882
| 2236.2582 | 1125.2882
| 2236.1764 | 1125.2882
| 2236.09 | 1125.2882
| 2235.979 | 1125.2882
| 2235.8976 | 1125.2882
| 2235.8436 | 1125.2882
| 2235.7703 | 1125.2882
| 2235.6611 | 1125.2882
| 2235.5639 | 1125.2882
| 2235.4336 | 1125.2882
| 2235.3226 | 1125.2882
| 2235.2393 | 1125.2882
| 2235.1242 | 1125.2882
| 2235.022 | 1125.2882
| 2234.8907 | 1125.2882
| 2234.783 | 1125.2882
| 2234.7233 | 1125.2882
| 2234.6426 | 1125.2882
| 2234.5769 | 1125.2882
| 2234.4364 | 1125.2882
| 2234.3125 | 1125.2882
| 2234.2321 | 1125.2882
| 2234.1416 | 1125.2882
| 2233.9797 | 1125.2882
| 2233.9072 | 1125.2882
| 2233.7778 | 1125.2882
| 2233.6898 | 1125.2882
| 2233.5885 | 1125.2882
| 2233.4736 | 1125.2882
| 2233.373 | 1125.2882
| 2233.2861 | 1125.2882
| 2233.1988 | 1125.2882
| 2233.0898 | 1125.2882
| 2233.0262 | 1125.2882
| 2232.9283 | 1125.2882
| 2232.8769 | 1125.2882
| 2232.8293 | 1125.2882
| 2232.7517 | 1125.2882
| 2232.6829 | 1125.2882
| 2232.5787 | 1125.2882
| 2232.501 | 1125.2882
| 2232.3729 | 1125.2882
| 2232.2106 | 1125.2882
| 2232.0664 | 1125.2882
| 2231.9979 | 1125.2882
| 2231.9155 | 1125.2882
| 2231.8421 | 1125.2882
| 2231.7722 | 1125.2882
| 2231.6756 | 1125.2882
| 2231.5696 | 1125.2882
| 2231.4742 | 1125.2882
| 2231.3667 | 1125.2882
| 2231.2761 | 1125.2882
| 2231.2311 | 1125.2882
| 2231.0761 | 1125.2882
| 2230.9898 | 1125.2882
| 2230.9035 | 1125.2882
| 2230.7944 | 1125.2882
| 2230.6764 | 1125.2882
| 2230.5835 | 1125.2882
| 2230.4836 | 1125.2882
| 2230.3279 | 1125.2882
| 2230.2168 | 1125.2882
| 2230.142 | 1125.2882
| 2230.0445 | 1125.2882
| 2229.9043 | 1125.2882
| 2229.8467 | 1125.2882
| 2229.7167 | 1125.2882
| 2229.5361 | 1125.2882
| 2229.4103 | 1125.2882
| 2229.356 | 1125.2882
| 2229.2983 | 1125.2882
| 2229.1935 | 1125.2882
| 2229.0945 | 1125.2882
| 2229.0144 | 1125.2882
| 2228.8644 | 1125.2882
| 2228.7488 | 1125.2882
| 2228.6866 | 1125.2882
| 2228.6274 | 1125.2882
| 2228.5683 | 1125.2882
| 2228.5125 | 1125.2882
| 2228.4517 | 1125.2882
| 2228.3133 | 1125.2882
| 2228.2482 | 1125.2882
| 2228.1558 | 1125.2882
| 2228.0887 | 1125.2882
| 2228.0054 | 1125.2882
| 2227.8544 | 1125.2882
| 2227.783 | 1125.2882
| 2227.6772 | 1125.2882
| 2227.5712 | 1125.2882
| 2227.4902 | 1125.2882
| 2227.4165 | 1125.2882
| 2227.3259 | 1125.2882
| 2227.2143 | 1125.2882
| 2227.1475 | 1125.2882
| 2227.02 | 1125.2882
| 2226.9026 | 1125.2882
| 2226.8332 | 1125.2882
| 2226.6753 | 1125.2882
| 2226.6157 | 1125.2882
| 2226.5383 | 1125.2882
| 2226.4775 | 1125.2882
| 2226.3713 | 1125.2882
| 2226.2718 | 1125.2882
| 2226.1823 | 1125.2882
| 2226.0924 | 1125.2882
| 2225.9927 | 1125.2882
| 2225.8947 | 1125.2882
| 2225.8044 | 1125.2882
| 2225.7377 | 1125.2882
| 2225.6553 | 1125.2882
| 2225.5876 | 1125.2882
| 2225.5183 | 1125.2882
| 2225.4327 | 1125.2882
| 2225.3873 | 1125.2882
| 2225.3347 | 1125.2882
| 2225.2153 | 1125.2882
| 2225.1012 | 1125.2882
| 2225.0037 | 1125.2882
| 2224.926 | 1125.2882
| 2224.865 | 1125.2882
| 2224.7744 | 1125.2882
| 2224.6751 | 1125.2882
| 2224.5948 | 1125.2882
| 2224.5224 | 1125.2882
| 2224.401 | 1125.2882
| 2224.2871 | 1125.2882
| 2224.1933 | 1125.2882
| 2224.1073 | 1125.2882
| 2223.9743 | 1125.2882
| 2223.8708 | 1125.2882
| 2223.7687 | 1125.2882
| 2223.6551 | 1125.2882
| 2223.5402 | 1125.2882
| 2223.4567 | 1125.2882
| 2223.3712 | 1125.2882
| 2223.2772 | 1125.2882
| 2223.1908 | 1125.2882
| 2223.1182 | 1125.2882
| 2223.0155 | 1125.2882
| 2222.9292 | 1125.2882
| 2222.8217 | 1125.2882
| 2222.7568 | 1125.2882
| 2222.6402 | 1125.2882
| 2222.5416 | 1125.2882
| 2222.4186 | 1125.2882
| 2222.3268 | 1125.2882
| 2222.2512 | 1125.2882
| 2222.1145 | 1125.2882
| 2222.0431 | 1125.2882
| 2221.9041 | 1125.2882
| 2221.8315 | 1125.2882
| 2221.7313 | 1125.2882
| 2221.6737 | 1125.2882
| 2221.6003 | 1125.2882
| 2221.4368 | 1125.2882
| 2221.3797 | 1125.2882
| 2221.2858 | 1125.2882
| 2221.1803 | 1125.2882
| 2221.1204 | 1125.2882
| 2221.0386 | 1125.2882
| 2220.9414 | 1125.2882
| 2220.8041 | 1125.2882
| 2220.7078 | 1125.2882
| 2220.6319 | 1125.2882
| 2220.5495 | 1125.2882
| 2220.4357 | 1125.2882
| 2220.3186 | 1125.2882
| 2220.1467 | 1125.2882
| 2220.029 | 1125.2882
| 2219.9232 | 1125.2882
| 2219.8388 | 1125.2882
| 2219.7363 | 1125.2882
| 2219.6327 | 1125.2882
| 2219.5606 | 1125.2882
| 2219.4518 | 1125.2882
| 2219.3764 | 1125.2882
| 2219.301 | 1125.2882
| 2219.1938 | 1125.2882
| 2219.1138 | 1125.2882
| 2219.0162 | 1125.2882
| 2218.9085 | 1125.2882
| 2218.7995 | 1125.2882
| 2218.7168 | 1125.2882
| 2218.6298 | 1125.2882
| 2218.5432 | 1125.2882
| 2218.4884 | 1125.2882
| 2218.4107 | 1125.2882
| 2218.2929 | 1125.2882
| 2218.2239 | 1125.2882
| 2218.0998 | 1125.2882
| 2217.9974 | 1125.2882
| 2217.8517 | 1125.2882
| 2217.7522 | 1125.2882
| 2217.6572 | 1125.2882
| 2217.5314 | 1125.2882
| 2217.4366 | 1125.2882
| 2217.3813 | 1125.2882
| 2217.2897 | 1125.2882
| 2217.2409 | 1125.2882
| 2217.172 | 1125.2882
| 2217.0465 | 1125.2882
| 2216.9926 | 1125.2882
| 2216.913 | 1125.2882
| 2216.8482 | 1125.2882
| 2216.7152 | 1125.2882
| 2216.6238 | 1125.2882
| 2216.5248 | 1125.2882
| 2216.442 | 1125.2882
| 2216.3819 | 1125.2882
| 2216.2532 | 1125.2882
| 2216.1914 | 1125.2882
| 2216.1391 | 1125.2882
| 2216.0491 | 1125.2882
| 2215.9872 | 1125.2882
| 2215.8681 | 1125.2882
| 2215.7491 | 1125.2882
| 2215.6562 | 1125.2882
| 2215.5315 | 1125.2882
| 2215.4718 | 1125.2882
| 2215.37 | 1125.2882
| 2215.2951 | 1125.2882
| 2215.2177 | 1125.2882
| 2215.134 | 1125.2882
| 2215.0542 | 1125.2882
| 2214.9725 | 1125.2882
| 2214.8534 | 1125.2882
| 2214.683 | 1125.2882
| 2214.5438 | 1125.2882
| 2214.4666 | 1125.2882
| 2214.4047 | 1125.2882
| 2214.3217 | 1125.2882
| 2214.2465 | 1125.2882
| 2214.2128 | 1125.2882
| 2214.1627 | 1125.2882
| 2214.0953 | 1125.2882
| 2214.0273 | 1125.2882
| 2213.9418 | 1125.2882
| 2213.8464 | 1125.2882
| 2213.7361 | 1125.2882
| 2213.6881 | 1125.2882
| 2213.6116 | 1125.2882
| 2213.5114 | 1125.2882
| 2213.4025 | 1125.2882
| 2213.3046 | 1125.2882
| 2213.2279 | 1125.2882
| 2213.0947 | 1125.2882
| 2213.0061 | 1125.2882
| 2212.9438 | 1125.2882
| 2212.8102 | 1125.2882
| 2212.7294 | 1125.2882
| 2212.6604 | 1125.2882
| 2212.5917 | 1125.2882
| 2212.4864 | 1125.2882
| 2212.3907 | 1125.2882
| 2212.3176 | 1125.2882
| 2212.2468 | 1125.2882
| 2212.0924 | 1125.2882
| 2211.9954 | 1125.2882
| 2211.9257 | 1125.2882
| 2211.8511 | 1125.2882
| 2211.8048 | 1125.2882
| 2211.7141 | 1125.2882
| 2211.6432 | 1125.2882
| 2211.5412 | 1125.2882
| 2211.498 | 1125.2882
| 2211.4525 | 1125.2882
| 2211.3863 | 1125.2882
| 2211.3342 | 1125.2882
| 2211.2521 | 1125.2882
| 2211.1617 | 1125.2882
| 2211.0614 | 1125.2882
| 2211.0106 | 1125.2882
| 2210.9064 | 1125.2882
| 2210.8129 | 1125.2882
| 2210.678 | 1125.2882
| 2210.636 | 1125.2882
| 2210.5296 | 1125.2882
| 2210.4174 | 1125.2882
| 2210.3258 | 1125.2882
| 2210.2476 | 1125.2882
| 2210.176 | 1125.2882
| 2210.0338 | 1125.2882
| 2209.9882 | 1125.2882
| 2209.875 | 1125.2882
| 2209.7428 | 1125.2882
| 2209.6589 | 1125.2882
| 2209.5718 | 1125.2882
| 2209.458 | 1125.2882
| 2209.3653 | 1125.2882
| 2209.2699 | 1125.2882
| 2209.1821 | 1125.2882
| 2209.119 | 1125.2882
| 2209.0252 | 1125.2882
| 2208.8996 | 1125.2882
| 2208.7742 | 1125.2882
| 2208.6857 | 1125.2882
| 2208.6262 | 1125.2882
| 2208.5614 | 1125.2882
| 2208.4595 | 1125.2882
| 2208.4073 | 1125.2882
| 2208.3215 | 1125.2882
| 2208.2034 | 1125.2882
| 2208.1142 | 1125.2882
| 2208.0478 | 1125.2882
| 2207.9687 | 1125.2882
| 2207.8576 | 1125.2882
| 2207.7758 | 1125.2882
| 2207.7251 | 1125.2882
| 2207.6226 | 1125.2882
| 2207.5479 | 1125.2882
| 2207.4246 | 1125.2882
| 2207.2869 | 1125.2882
| 2207.2326 | 1125.2882
| 2207.1135 | 1125.2882
| 2207.0318 | 1125.2882
| 2206.9515 | 1125.2882
| 2206.8632 | 1125.2882
| 2206.7719 | 1125.2882
| 2206.686 | 1125.2882
| 2206.5547 | 1125.2882
| 2206.4364 | 1125.2882
| 2206.3646 | 1125.2882
| 2206.2676 | 1125.2882
| 2206.1673 | 1125.2882
| 2206.0848 | 1125.2882
| 2205.9899 | 1125.2882
| 2205.8452 | 1125.2882
| 2205.7226 | 1125.2882
| 2205.6661 | 1125.2882
| 2205.5752 | 1125.2882
| 2205.4858 | 1125.2882
| 2205.3532 | 1125.2882
| 2205.299 | 1125.2882
| 2205.2057 | 1125.2882
| 2205.0723 | 1125.2882
| 2204.9781 | 1125.2882
| 2204.9168 | 1125.2882
| 2204.8324 | 1125.2882
| 2204.8046 | 1125.2882
| 2204.6927 | 1125.2882
| 2204.5912 | 1125.2882
| 2204.5368 | 1125.2882
| 2204.4268 | 1125.2882
| 2204.3489 | 1125.2882
| 2204.2786 | 1125.2882
| 2204.1775 | 1125.2882
| 2204.1135 | 1125.2882
| 2204.0277 | 1125.2882
| 2203.956 | 1125.2882
| 2203.847 | 1125.2882
| 2203.7638 | 1125.2882
| 2203.6708 | 1125.2882
| 2203.6135 | 1125.2882
| 2203.5511 | 1125.2882
| 2203.4365 | 1125.2882
| 2203.3591 | 1125.2882
| 2203.2893 | 1125.2882
| 2203.2498 | 1125.2882
| 2203.1798 | 1125.2882
| 2203.123 | 1125.2882
| 2203.0522 | 1125.2882
| 2202.9726 | 1125.2882
| 2202.8817 | 1125.2882
| 2202.8182 | 1125.2882
| 2202.7431 | 1125.2882
| 2202.6843 | 1125.2882
| 2202.6238 | 1125.2882
| 2202.5466 | 1125.2882
| 2202.4796 | 1125.2882
| 2202.3943 | 1125.2882
| 2202.3074 | 1125.2882
| 2202.1692 | 1125.2882
| 2202.0639 | 1125.2882
| 2201.9656 | 1125.2882
| 2201.8693 | 1125.2882
| 2201.785 | 1125.2882
| 2201.6915 | 1125.2882
| 2201.5838 | 1125.2882
| 2201.5268 | 1125.2882
| 2201.4654 | 1125.2882
| 2201.3849 | 1125.2882
| 2201.3356 | 1125.2882
| 2201.2791 | 1125.2882
| 2201.2285 | 1125.2882
| 2201.1663 | 1125.2882
| 2201.1146 | 1125.2882
| 2201.0454 | 1125.2882
| 2200.9632 | 1125.2882
| 2200.8629 | 1125.2882
| 2200.7852 | 1125.2882
| 2200.7242 | 1125.2882
| 2200.6628 | 1125.2882
| 2200.5461 | 1125.2882
| 2200.4795 | 1125.2882
| 2200.4004 | 1125.2882
| 2200.3238 | 1125.2882
| 2200.2242 | 1125.2882
| 2200.1571 | 1125.2882
| 2200.011 | 1125.2882
| 2199.9606 | 1125.2882
| 2199.8603 | 1125.2882
| 2199.7754 | 1125.2882
| 2199.7128 | 1125.2882
| 2199.593 | 1125.2882
| 2199.513 | 1125.2882
| 2199.4411 | 1125.2882
| 2199.3668 | 1125.2882
| 2199.2787 | 1125.2882
| 2199.1723 | 1125.2882
| 2199.1304 | 1125.2882
| 2199.0554 | 1125.2882
| 2198.9696 | 1125.2882
| 2198.8947 | 1125.2882
| 2198.823 | 1125.2882
| 2198.714 | 1125.2882
| 2198.6136 | 1125.2882
| 2198.564 | 1125.2882
| 2198.5013 | 1125.2882
| 2198.4089 | 1125.2882
| 2198.3096 | 1125.2882
| 2198.2281 | 1125.2882
| 2198.1877 | 1125.2882
| 2198.1198 | 1125.2882
| 2198.0151 | 1125.2882
| 2197.9113 | 1125.2882
| 2197.8299 | 1125.2882
| 2197.681 | 1125.2882
| 2197.6117 | 1125.2882
| 2197.5571 | 1125.2882
| 2197.4498 | 1125.2882
| 2197.3555 | 1125.2882
| 2197.2468 | 1125.2882
| 2197.1879 | 1125.2882
| 2197.0879 | 1125.2882
| 2197.0061 | 1125.2882
| 2196.8879 | 1125.2882
| 2196.8151 | 1125.2882
| 2196.7066 | 1125.2882
| 2196.6198 | 1125.2882
| 2196.5255 | 1125.2882
| 2196.4501 | 1125.2882
| 2196.339 | 1125.2882
| 2196.195 | 1125.2882
| 2196.1124 | 1125.2882
| 2196.0411 | 1125.2882
| 2195.9144 | 1125.2882
| 2195.824 | 1125.2882
| 2195.7408 | 1125.2882
| 2195.6322 | 1125.2882
| 2195.5638 | 1125.2882
| 2195.4924 | 1125.2882
| 2195.4252 | 1125.2882
| 2195.3272 | 1125.2882
| 2195.2181 | 1125.2882
| 2195.1156 | 1125.2882
| 2195.026 | 1125.2882
| 2194.9227 | 1125.2882
| 2194.8451 | 1125.2882
| 2194.7596 | 1125.2882
| 2194.6656 | 1125.2882
| 2194.5937 | 1125.2882
| 2194.5206 | 1125.2882
| 2194.3789 | 1125.2882
| 2194.2759 | 1125.2882
| 2194.1897 | 1125.2882
| 2194.0905 | 1125.2882
| 2193.9814 | 1125.2882
| 2193.901 | 1125.2882
| 2193.8461 | 1125.2882
| 2193.7577 | 1125.2882
| 2193.6828 | 1125.2882
| 2193.5902 | 1125.2882
| 2193.5075 | 1125.2882
| 2193.4399 | 1125.2882
| 2193.3521 | 1125.2882
| 2193.2906 | 1125.2882
| 2193.1543 | 1125.2882
| 2193.0994 | 1125.2882
| 2193.055 | 1125.2882
| 2192.9709 | 1125.2882
| 2192.9148 | 1125.2882
| 2192.8392 | 1125.2882
| 2192.7796 | 1125.2882
| 2192.7264 | 1125.2882
| 2192.6809 | 1125.2882
| 2192.6052 | 1125.2882
| 2192.5024 | 1125.2882
| 2192.4196 | 1125.2882
| 2192.3588 | 1125.2882
| 2192.2677 | 1125.2882
| 2192.1651 | 1125.2882
| 2192.0781 | 1125.2882
| 2192.0179 | 1125.2882
| 2191.933 | 1125.2882
| 2191.8233 | 1125.2882
| 2191.7549 | 1125.2882
| 2191.6503 | 1125.2882
| 2191.5547 | 1125.2882
| 2191.4973 | 1125.2882
| 2191.4009 | 1125.2882
| 2191.3306 | 1125.2882
| 2191.2759 | 1125.2882
| 2191.2023 | 1125.2882
| 2191.1225 | 1125.2882
| 2191.0071 | 1125.2882
| 2190.9641 | 1125.2882
| 2190.9058 | 1125.2882
| 2190.8532 | 1125.2882
| 2190.7606 | 1125.2882
| 2190.6812 | 1125.2882
| 2190.5819 | 1125.2882
| 2190.4531 | 1125.2882
| 2190.4017 | 1125.2882
| 2190.3435 | 1125.2882
| 2190.2723 | 1125.2882
| 2190.18 | 1125.2882
| 2190.0909 | 1125.2882
| 2190.0344 | 1125.2882
| 2189.9714 | 1125.2882
| 2189.8911 | 1125.2882
| 2189.8147 | 1125.2882
| 2189.7454 | 1125.2882
| 2189.6697 | 1125.2882
| 2189.6208 | 1125.2882
| 2189.4906 | 1125.2882
| 2189.359 | 1125.2882
| 2189.2464 | 1125.2882
| 2189.1598 | 1125.2882
| 2189.0703 | 1125.2882
| 2189.0161 | 1125.2882
| 2188.9148 | 1125.2882
| 2188.8203 | 1125.2882
| 2188.7013 | 1125.2882
| 2188.6179 | 1125.2882
| 2188.5659 | 1125.2882
| 2188.4976 | 1125.2882
| 2188.4389 | 1125.2882
| 2188.3731 | 1125.2882
| 2188.3039 | 1125.2882
| 2188.2192 | 1125.2882
| 2188.1579 | 1125.2882
| 2188.0923 | 1125.2882
| 2187.9985 | 1125.2882
| 2187.9097 | 1125.2882
| 2187.8253 | 1125.2882
| 2187.7303 | 1125.2882
| 2187.6256 | 1125.2882
| 2187.5706 | 1125.2882
| 2187.5083 | 1125.2882
| 2187.4504 | 1125.2882
| 2187.3426 | 1125.2882
| 2187.2676 | 1125.2882
| 2187.1737 | 1125.2882
| 2187.0371 | 1125.2882
| 2186.9229 | 1125.2882
| 2186.8229 | 1125.2882
| 2186.7353 | 1125.2882
| 2186.6579 | 1125.2882
| 2186.596 | 1125.2882
| 2186.5483 | 1125.2882
| 2186.4941 | 1125.2882
| 2186.3726 | 1125.2882
| 2186.2756 | 1125.2882
| 2186.152 | 1125.2882
| 2186.0298 | 1125.2882
| 2185.9503 | 1125.2882
| 2185.8769 | 1125.2882
| 2185.8054 | 1125.2882
| 2185.7207 | 1125.2882
| 2185.6469 | 1125.2882
| 2185.5803 | 1125.2882
| 2185.4807 | 1125.2882
| 2185.4547 | 1125.2882
| 2185.3619 | 1125.2882
| 2185.3003 | 1125.2882
| 2185.2402 | 1125.2882
| 2185.1529 | 1125.2882
| 2185.1084 | 1125.2882
| 2185.0116 | 1125.2882
| 2184.9355 | 1125.2882
| 2184.8962 | 1125.2882
| 2184.8224 | 1125.2882
| 2184.7592 | 1125.2882
| 2184.678 | 1125.2882
| 2184.5965 | 1125.2882
| 2184.5212 | 1125.2882
| 2184.455 | 1125.2882
| 2184.4085 | 1125.2882
| 2184.3052 | 1125.2882
| 2184.2287 | 1125.2882
| 2184.1571 | 1125.2882
| 2184.1014 | 1125.2882
| 2184.0302 | 1125.2882
| 2183.9542 | 1125.2882
| 2183.8625 | 1125.2882
| 2183.828 | 1125.2882
| 2183.7739 | 1125.2882
| 2183.7031 | 1125.2882
| 2183.5987 | 1125.2882
| 2183.5354 | 1125.2882
| 2183.4329 | 1125.2882
| 2183.3646 | 1125.2882
| 2183.2828 | 1125.2882
| 2183.205 | 1125.2882
| 2183.1351 | 1125.2882
| 2183.0362 | 1125.2882
| 2182.9474 | 1125.2882
| 2182.8641 | 1125.2882
| 2182.7693 | 1125.2882
| 2182.6785 | 1125.2882
| 2182.6386 | 1125.2882
| 2182.5674 | 1125.2882
| 2182.44 | 1125.2882
| 2182.3829 | 1125.2882
| 2182.2634 | 1125.2882
| 2182.1803 | 1125.2882
| 2182.0578 | 1125.2882
| 2181.9845 | 1125.2882
| 2181.9099 | 1125.2882
| 2181.8202 | 1125.2882
| 2181.7471 | 1125.2882
| 2181.6684 | 1125.2882
| 2181.5703 | 1125.2882
| 2181.4791 | 1125.2882
| 2181.3927 | 1125.2882
| 2181.2636 | 1125.2882
| 2181.2005 | 1125.2882
| 2181.1085 | 1125.2882
| 2181.0195 | 1125.2882
| 2180.9667 | 1125.2882
| 2180.8402 | 1125.2882
| 2180.7908 | 1125.2882
| 2180.6989 | 1125.2882
| 2180.5765 | 1125.2882
| 2180.498 | 1125.2882
| 2180.4094 | 1125.2882
| 2180.3484 | 1125.2882
| 2180.2778 | 1125.2882
| 2180.2271 | 1125.2882
| 2180.1139 | 1125.2882
| 2180.0262 | 1125.2882
| 2179.97 | 1125.2882
| 2179.7875 | 1125.2882
| 2179.7104 | 1125.2882
| 2179.6212 | 1125.2882
| 2179.5202 | 1125.2882
| 2179.4526 | 1125.2882
| 2179.358 | 1125.2882
| 2179.2654 | 1125.2882
| 2179.1734 | 1125.2882
| 2179.0844 | 1125.2882
| 2178.9894 | 1125.2882
| 2178.9605 | 1125.2882
| 2178.8615 | 1125.2882
| 2178.7696 | 1125.2882
| 2178.6528 | 1125.2882
| 2178.5918 | 1125.2882
| 2178.531 | 1125.2882
| 2178.4636 | 1125.2882
| 2178.3961 | 1125.2882
| 2178.2803 | 1125.2882
| 2178.2185 | 1125.2882
| 2178.1429 | 1125.2882
| 2178.0665 | 1125.2882
| 2177.9958 | 1125.2882
| 2177.9002 | 1125.2882
| 2177.818 | 1125.2882
| 2177.7028 | 1125.2882
| 2177.6196 | 1125.2882
| 2177.5552 | 1125.2882
| 2177.5042 | 1125.2882
| 2177.4508 | 1125.2882
| 2177.3762 | 1125.2882
| 2177.2801 | 1125.2882
| 2177.2157 | 1125.2882
| 2177.1292 | 1125.2882
| 2176.9953 | 1125.2882
| 2176.9109 | 1125.2882
| 2176.8384 | 1125.2882
| 2176.7448 | 1125.2882
| 2176.6867 | 1125.2882
| 2176.6049 | 1125.2882
| 2176.5416 | 1125.2882
| 2176.4827 | 1125.2882
| 2176.4435 | 1125.2882
| 2176.3595 | 1125.2882
| 2176.2532 | 1125.2882
| 2176.1943 | 1125.2882
| 2176.1243 | 1125.2882
| 2176.0352 | 1125.2882
| 2175.9796 | 1125.2882
| 2175.9282 | 1125.2882
| 2175.8034 | 1125.2882
| 2175.7594 | 1125.2882
| 2175.6715 | 1125.2882
| 2175.5861 | 1125.2882
| 2175.5513 | 1125.2882
| 2175.4683 | 1125.2882
| 2175.4107 | 1125.2882
| 2175.3466 | 1125.2882
| 2175.2795 | 1125.2882
| 2175.2028 | 1125.2882
| 2175.1453 | 1125.2882
| 2175.063 | 1125.2882
| 2174.9845 | 1125.2882
| 2174.9157 | 1125.2882
| 2174.8577 | 1125.2882
| 2174.7887 | 1125.2882
| 2174.7329 | 1125.2882
| 2174.7055 | 1125.2882
| 2174.6512 | 1125.2882
| 2174.5842 | 1125.2882
| 2174.5 | 1125.2882
| 2174.3799 | 1125.2882
| 2174.3208 | 1125.2882
| 2174.2508 | 1125.2882
| 2174.167 | 1125.2882
| 2174.0779 | 1125.2882
| 2174.0085 | 1125.2882
| 2173.9393 | 1125.2882
| 2173.8237 | 1125.2882
| 2173.6964 | 1125.2882
| 2173.6389 | 1125.2882
| 2173.5781 | 1125.2882
| 2173.4965 | 1125.2882
| 2173.4441 | 1125.2882
| 2173.4011 | 1125.2882
| 2173.3338 | 1125.2882
| 2173.251 | 1125.2882
| 2173.1679 | 1125.2882
| 2173.079 | 1125.2882
| 2172.9889 | 1125.2882
| 2172.8886 | 1125.2882
| 2172.8442 | 1125.2882
| 2172.7678 | 1125.2882
| 2172.7114 | 1125.2882
| 2172.625 | 1125.2882
| 2172.5491 | 1125.2882
| 2172.4378 | 1125.2882
| 2172.3744 | 1125.2882
| 2172.2804 | 1125.2882
| 2172.196 | 1125.2882
| 2172.1208 | 1125.2882
| 2172.077 | 1125.2882
| 2172.028 | 1125.2882
| 2171.9387 | 1125.2882
| 2171.8505 | 1125.2882
| 2171.7545 | 1125.2882
| 2171.6791 | 1125.2882
| 2171.6042 | 1125.2882
| 2171.5233 | 1125.2882
| 2171.4338 | 1125.2882
| 2171.3558 | 1125.2882
| 2171.3291 | 1125.2882
| 2171.2825 | 1125.2882
| 2171.1998 | 1125.2882
| 2171.1514 | 1125.2882
| 2171.0399 | 1125.2882
| 2170.9626 | 1125.2882
| 2170.9171 | 1125.2882
| 2170.8532 | 1125.2882
| 2170.7419 | 1125.2882
| 2170.6621 | 1125.2882
| 2170.5131 | 1125.2882
| 2170.4533 | 1125.2882
| 2170.3615 | 1125.2882
| 2170.2592 | 1125.2882
| 2170.2057 | 1125.2882
| 2170.1232 | 1125.2882
| 2170.0673 | 1125.2882
| 2170.0171 | 1125.2882
| 2169.9782 | 1125.2882
| 2169.9325 | 1125.2882
| 2169.8464 | 1125.2882
| 2169.7637 | 1125.2882
| 2169.7048 | 1125.2882
| 2169.6627 | 1125.2882
| 2169.6099 | 1125.2882
| 2169.5194 | 1125.2882
| 2169.4322 | 1125.2882
| 2169.3418 | 1125.2882
| 2169.2525 | 1125.2882
| 2169.1805 | 1125.2882
| 2169.0705 | 1125.2882
| 2168.9987 | 1125.2882
| 2168.9291 | 1125.2882
| 2168.8636 | 1125.2882
| 2168.8074 | 1125.2882
| 2168.7518 | 1125.2882
| 2168.714 | 1125.2882
| 2168.6512 | 1125.2882
| 2168.5838 | 1125.2882
| 2168.4671 | 1125.2882
| 2168.3834 | 1125.2882
| 2168.2947 | 1125.2882
| 2168.2047 | 1125.2882
| 2168.1283 | 1125.2882
| 2168.0315 | 1125.2882
| 2167.9286 | 1125.2882
| 2167.8777 | 1125.2882
| 2167.8077 | 1125.2882
| 2167.7279 | 1125.2882
| 2167.6672 | 1125.2882
| 2167.5913 | 1125.2882
| 2167.5234 | 1125.2882
| 2167.4217 | 1125.2882
| 2167.3592 | 1125.2882
| 2167.2514 | 1125.2882
| 2167.2007 | 1125.2882
| 2167.1408 | 1125.2882
| 2167.0661 | 1125.2882
| 2166.9676 | 1125.2882
| 2166.9097 | 1125.2882
| 2166.8123 | 1125.2882
| 2166.7427 | 1125.2882
| 2166.654 | 1125.2882
| 2166.5694 | 1125.2882
| 2166.5024 | 1125.2882
| 2166.4327 | 1125.2882
| 2166.3584 | 1125.2882
| 2166.2768 | 1125.2882
| 2166.1983 | 1125.2882
| 2166.1263 | 1125.2882
| 2166.047 | 1125.2882
| 2165.9766 | 1125.2882
| 2165.922 | 1125.2882
| 2165.8586 | 1125.2882
| 2165.7578 | 1125.2882
| 2165.6971 | 1125.2882
| 2165.6269 | 1125.2882
| 2165.5447 | 1125.2882
| 2165.4755 | 1125.2882
| 2165.3933 | 1125.2882
| 2165.3216 | 1125.2882
| 2165.2813 | 1125.2882
| 2165.2352 | 1125.2882
| 2165.1587 | 1125.2882
| 2165.0962 | 1125.2882
| 2165.043 | 1125.2882
| 2164.9376 | 1125.2882
| 2164.8926 | 1125.2882
| 2164.8159 | 1125.2882
| 2164.7231 | 1125.2882
| 2164.6812 | 1125.2882
| 2164.5832 | 1125.2882
| 2164.5076 | 1125.2882
| 2164.4233 | 1125.2882
| 2164.3409 | 1125.2882
| 2164.2842 | 1125.2882
| 2164.2268 | 1125.2882
| 2164.1613 | 1125.2882
| 2164.0691 | 1125.2882
| 2163.9971 | 1125.2882
| 2163.9309 | 1125.2882
| 2163.8706 | 1125.2882
| 2163.7827 | 1125.2882
| 2163.7369 | 1125.2882
| 2163.6907 | 1125.2882
| 2163.6078 | 1125.2882
| 2163.5524 | 1125.2882
| 2163.5073 | 1125.2882
| 2163.4394 | 1125.2882
| 2163.3786 | 1125.2882
| 2163.3101 | 1125.2882
| 2163.243 | 1125.2882
| 2163.1804 | 1125.2882
| 2163.1329 | 1125.2882
| 2163.0543 | 1125.2882
| 2162.9913 | 1125.2882
| 2162.8881 | 1125.2882
| 2162.7799 | 1125.2882
| 2162.6951 | 1125.2882
| 2162.6281 | 1125.2882
| 2162.5672 | 1125.2882
| 2162.4746 | 1125.2882
| 2162.4 | 1125.2882
| 2162.3021 | 1125.2882
| 2162.2548 | 1125.2882
| 2162.1936 | 1125.2882
| 2162.1196 | 1125.2882
| 2162.0672 | 1125.2882
| 2161.9935 | 1125.2882
| 2161.8998 | 1125.2882
| 2161.7775 | 1125.2882
| 2161.6636 | 1125.2882
| 2161.5993 | 1125.2882
| 2161.4757 | 1125.2882
| 2161.421 | 1125.2882
| 2161.37 | 1125.2882
| 2161.3333 | 1125.2882
| 2161.2588 | 1125.2882
| 2161.1932 | 1125.2882
| 2161.0935 | 1125.2882
| 2161.0024 | 1125.2882
| 2160.9204 | 1125.2882
| 2160.796 | 1125.2882
| 2160.7209 | 1125.2882
| 2160.6286 | 1125.2882
| 2160.5207 | 1125.2882
| 2160.435 | 1125.2882
| 2160.3901 | 1125.2882
| 2160.3286 | 1125.2882
| 2160.2567 | 1125.2882
| 2160.1923 | 1125.2882
| 2160.1173 | 1125.2882
| 2160.0123 | 1125.2882
| 2159.9256 | 1125.2882
| 2159.8351 | 1125.2882
| 2159.7546 | 1125.2882
| 2159.6578 | 1125.2882
| 2159.6003 | 1125.2882
| 2159.5363 | 1125.2882
| 2159.4806 | 1125.2882
| 2159.3894 | 1125.2882
| 2159.2962 | 1125.2882
| 2159.2396 | 1125.2882
| 2159.1882 | 1125.2882
| 2159.1536 | 1125.2882
| 2159.0271 | 1125.2882
| 2158.9714 | 1125.2882
| 2158.8623 | 1125.2882
| 2158.8093 | 1125.2882
| 2158.7612 | 1125.2882
| 2158.672 | 1125.2882
| 2158.5975 | 1125.2882
| 2158.5407 | 1125.2882
| 2158.4802 | 1125.2882
| 2158.4112 | 1125.2882
| 2158.3285 | 1125.2882
| 2158.2606 | 1125.2882
| 2158.1642 | 1125.2882
| 2158.0774 | 1125.2882
| 2158.0211 | 1125.2882
| 2157.9488 | 1125.2882
| 2157.8738 | 1125.2882
| 2157.7901 | 1125.2882
| 2157.6854 | 1125.2882
| 2157.5991 | 1125.2882
| 2157.5079 | 1125.2882
| 2157.4308 | 1125.2882
| 2157.3952 | 1125.2882
| 2157.3233 | 1125.2882
| 2157.2528 | 1125.2882
| 2157.1872 | 1125.2882
| 2157.1331 | 1125.2882
| 2157.0873 | 1125.2882
| 2156.9895 | 1125.2882
| 2156.9162 | 1125.2882
| 2156.8467 | 1125.2882
| 2156.7209 | 1125.2882
| 2156.6835 | 1125.2882
| 2156.602 | 1125.2882
| 2156.5052 | 1125.2882
| 2156.4179 | 1125.2882
| 2156.3416 | 1125.2882
| 2156.2434 | 1125.2882
| 2156.2077 | 1125.2882
| 2156.163 | 1125.2882
| 2156.0636 | 1125.2882
| 2156.0117 | 1125.2882
| 2155.9372 | 1125.2882
| 2155.8388 | 1125.2882
| 2155.7794 | 1125.2882
| 2155.7014 | 1125.2882
| 2155.648 | 1125.2882
| 2155.5704 | 1125.2882
| 2155.5102 | 1125.2882
| 2155.4665 | 1125.2882
| 2155.389 | 1125.2882
| 2155.3037 | 1125.2882
| 2155.2062 | 1125.2882
| 2155.1489 | 1125.2882
| 2155.0785 | 1125.2882
| 2155.0281 | 1125.2882
| 2154.9375 | 1125.2882
| 2154.8288 | 1125.2882
| 2154.7648 | 1125.2882
| 2154.7233 | 1125.2882
| 2154.6816 | 1125.2882
| 2154.6216 | 1125.2882
| 2154.571 | 1125.2882
| 2154.5133 | 1125.2882
| 2154.468 | 1125.2882
| 2154.3889 | 1125.2882
| 2154.3277 | 1125.2882
| 2154.2583 | 1125.2882
| 2154.1709 | 1125.2882
| 2154.0726 | 1125.2882
| 2154.0075 | 1125.2882
| 2153.9256 | 1125.2882
| 2153.8694 | 1125.2882
| 2153.83 | 1125.2882
| 2153.7674 | 1125.2882
| 2153.6878 | 1125.2882
| 2153.6397 | 1125.2882
| 2153.5727 | 1125.2882
| 2153.4928 | 1125.2882
| 2153.4013 | 1125.2882
| 2153.3116 | 1125.2882
| 2153.2351 | 1125.2882
| 2153.1614 | 1125.2882
| 2153.0902 | 1125.2882
| 2152.9666 | 1125.2882
| 2152.8764 | 1125.2882
| 2152.7697 | 1125.2882
| 2152.6974 | 1125.2882
| 2152.6384 | 1125.2882
| 2152.5687 | 1125.2882
| 2152.4953 | 1125.2882
| 2152.4508 | 1125.2882
| 2152.3738 | 1125.2882
| 2152.2924 | 1125.2882
| 2152.2373 | 1125.2882
| 2152.1775 | 1125.2882
| 2152.0378 | 1125.2882
| 2151.9689 | 1125.2882
| 2151.904 | 1125.2882
| 2151.8379 | 1125.2882
| 2151.7827 | 1125.2882
| 2151.7064 | 1125.2882
| 2151.621 | 1125.2882
| 2151.5471 | 1125.2882
| 2151.4766 | 1125.2882
| 2151.3828 | 1125.2882
| 2151.3068 | 1125.2882
| 2151.2462 | 1125.2882
| 2151.1462 | 1125.2882
| 2151.0824 | 1125.2882
| 2151.0273 | 1125.2882
| 2150.9301 | 1125.2882
| 2150.8707 | 1125.2882
| 2150.7659 | 1125.2882
| 2150.7124 | 1125.2882
| 2150.6561 | 1125.2882
| 2150.5913 | 1125.2882
| 2150.5232 | 1125.2882
| 2150.464 | 1125.2882
| 2150.3996 | 1125.2882
| 2150.3438 | 1125.2882
| 2150.2569 | 1125.2882
| 2150.1789 | 1125.2882
| 2150.0835 | 1125.2882
| 2150.0235 | 1125.2882
| 2149.9408 | 1125.2882
| 2149.8612 | 1125.2882
| 2149.7715 | 1125.2882
| 2149.7056 | 1125.2882
| 2149.619 | 1125.2882
| 2149.5702 | 1125.2882
| 2149.5215 | 1125.2882
| 2149.4449 | 1125.2882
| 2149.3123 | 1125.2882
| 2149.2174 | 1125.2882
| 2149.1813 | 1125.2882
| 2149.1135 | 1125.2882
| 2149.0412 | 1125.2882
| 2148.9695 | 1125.2882
| 2148.8941 | 1125.2882
| 2148.8291 | 1125.2882
| 2148.7562 | 1125.2882
| 2148.6664 | 1125.2882
| 2148.6194 | 1125.2882
| 2148.543 | 1125.2882
| 2148.484 | 1125.2882
| 2148.4481 | 1125.2882
| 2148.4057 | 1125.2882
| 2148.3457 | 1125.2882
| 2148.2271 | 1125.2882
| 2148.1298 | 1125.2882
| 2148.0648 | 1125.2882
| 2148.0123 | 1125.2882
| 2147.9517 | 1125.2882
| 2147.8796 | 1125.2882
| 2147.7919 | 1125.2882
| 2147.73 | 1125.2882
| 2147.6516 | 1125.2882
| 2147.5896 | 1125.2882
| 2147.491 | 1125.2882
| 2147.4457 | 1125.2882
| 2147.374 | 1125.2882
| 2147.3131 | 1125.2882
| 2147.2588 | 1125.2882
| 2147.2141 | 1125.2882
| 2147.1251 | 1125.2882
| 2147.0644 | 1125.2882
| 2146.9975 | 1125.2882
| 2146.9182 | 1125.2882
| 2146.8633 | 1125.2882
| 2146.775 | 1125.2882
| 2146.7109 | 1125.2882
| 2146.6675 | 1125.2882
| 2146.5571 | 1125.2882
| 2146.4923 | 1125.2882
| 2146.4024 | 1125.2882
| 2146.2832 | 1125.2882
| 2146.1838 | 1125.2882
| 2146.1207 | 1125.2882
| 2146.0439 | 1125.2882
| 2145.9765 | 1125.2882
| 2145.9077 | 1125.2882
| 2145.8467 | 1125.2882
| 2145.7601 | 1125.2882
| 2145.736 | 1125.2882
| 2145.6875 | 1125.2882
| 2145.6335 | 1125.2882
| 2145.5335 | 1125.2882
| 2145.4645 | 1125.2882
| 2145.4006 | 1125.2882
| 2145.3619 | 1125.2882
| 2145.3036 | 1125.2882
| 2145.2575 | 1125.2882
| 2145.1801 | 1125.2882
| 2145.143 | 1125.2882
| 2145.0884 | 1125.2882
| 2144.9961 | 1125.2882
| 2144.9379 | 1125.2882
| 2144.8699 | 1125.2882
| 2144.7755 | 1125.2882
| 2144.705 | 1125.2882
| 2144.6204 | 1125.2882
| 2144.5353 | 1125.2882
| 2144.4412 | 1125.2882
| 2144.3709 | 1125.2882
| 2144.2865 | 1125.2882
| 2144.2373 | 1125.2882
| 2144.1119 | 1125.2882
| 2144.0603 | 1125.2882
| 2143.9992 | 1125.2882
| 2143.899 | 1125.2882
| 2143.8711 | 1125.2882
| 2143.7429 | 1125.2882
| 2143.6454 | 1125.2882
| 2143.5828 | 1125.2882
| 2143.5095 | 1125.2882
| 2143.4715 | 1125.2882
| 2143.3295 | 1125.2882
| 2143.2127 | 1125.2882
| 2143.1553 | 1125.2882
| 2143.0743 | 1125.2882
| 2143.0163 | 1125.2882
| 2142.9573 | 1125.2882
| 2142.8749 | 1125.2882
| 2142.7924 | 1125.2882
| 2142.7256 | 1125.2882
| 2142.6261 | 1125.2882
| 2142.5656 | 1125.2882
| 2142.5036 | 1125.2882
| 2142.4128 | 1125.2882
| 2142.3397 | 1125.2882
| 2142.3003 | 1125.2882
| 2142.2182 | 1125.2882
| 2142.1083 | 1125.2882
| 2142.0597 | 1125.2882
| 2142.0042 | 1125.2882
| 2141.9307 | 1125.2882
| 2141.8234 | 1125.2882
| 2141.7366 | 1125.2882
| 2141.7024 | 1125.2882
| 2141.5927 | 1125.2882
| 2141.5271 | 1125.2882
| 2141.4651 | 1125.2882
| 2141.3926 | 1125.2882
| 2141.3164 | 1125.2882
| 2141.2495 | 1125.2882
| 2141.1739 | 1125.2882
| 2141.1115 | 1125.2882
| 2141.0255 | 1125.2882
| 2140.9713 | 1125.2882
| 2140.9205 | 1125.2882
| 2140.8765 | 1125.2882
| 2140.8002 | 1125.2882
| 2140.7146 | 1125.2882
| 2140.6767 | 1125.2882
| 2140.5765 | 1125.2882
| 2140.5143 | 1125.2882
| 2140.4499 | 1125.2882
| 2140.3571 | 1125.2882
| 2140.2573 | 1125.2882
| 2140.1784 | 1125.2882
| 2140.1197 | 1125.2882
| 2140.0675 | 1125.2882
| 2140.0038 | 1125.2882
| 2139.9412 | 1125.2882
| 2139.8221 | 1125.2882
| 2139.7602 | 1125.2882
| 2139.7043 | 1125.2882
| 2139.6282 | 1125.2882
| 2139.5578 | 1125.2882
| 2139.4963 | 1125.2882
| 2139.4336 | 1125.2882
| 2139.3364 | 1125.2882
| 2139.2667 | 1125.2882
| 2139.1864 | 1125.2882
| 2139.1183 | 1125.2882
| 2139.0516 | 1125.2882
| 2138.982 | 1125.2882
| 2138.9464 | 1125.2882
| 2138.8849 | 1125.2882
| 2138.7824 | 1125.2882
| 2138.7119 | 1125.2882
| 2138.6651 | 1125.2882
| 2138.6174 | 1125.2882
| 2138.5442 | 1125.2882
| 2138.4717 | 1125.2882
| 2138.3822 | 1125.2882
| 2138.3118 | 1125.2882
| 2138.2597 | 1125.2882
| 2138.2323 | 1125.2882
| 2138.1921 | 1125.2882
| 2138.1448 | 1125.2882
| 2138.0735 | 1125.2882
| 2137.9856 | 1125.2882
| 2137.9336 | 1125.2882
| 2137.8717 | 1125.2882
| 2137.794 | 1125.2882
| 2137.7287 | 1125.2882
| 2137.6609 | 1125.2882
| 2137.5836 | 1125.2882
| 2137.5012 | 1125.2882
| 2137.4619 | 1125.2882
| 2137.4084 | 1125.2882
| 2137.3524 | 1125.2882
| 2137.292 | 1125.2882
| 2137.2286 | 1125.2882
| 2137.1626 | 1125.2882
| 2137.1001 | 1125.2882
| 2137.039 | 1125.2882
| 2136.9476 | 1125.2882
| 2136.8711 | 1125.2882
| 2136.7825 | 1125.2882
| 2136.7125 | 1125.2882
| 2136.6428 | 1125.2882
| 2136.5615 | 1125.2882
| 2136.4428 | 1125.2882
| 2136.3727 | 1125.2882
| 2136.2989 | 1125.2882
| 2136.223 | 1125.2882
| 2136.1863 | 1125.2882
| 2136.1017 | 1125.2882
| 2136.0169 | 1125.2882
| 2135.9195 | 1125.2882
| 2135.8372 | 1125.2882
| 2135.7363 | 1125.2882
| 2135.7149 | 1125.2882
| 2135.6442 | 1125.2882
| 2135.5956 | 1125.2882
| 2135.5191 | 1125.2882
| 2135.4227 | 1125.2882
| 2135.3665 | 1125.2882
| 2135.2831 | 1125.2882
| 2135.2168 | 1125.2882
| 2135.1585 | 1125.2882
| 2135.1227 | 1125.2882
| 2135.0423 | 1125.2882
| 2134.9885 | 1125.2882
| 2134.9277 | 1125.2882
| 2134.8594 | 1125.2882
| 2134.8084 | 1125.2882
| 2134.7071 | 1125.2882
| 2134.6299 | 1125.2882
| 2134.5919 | 1125.2882
| 2134.5208 | 1125.2882
| 2134.4368 | 1125.2882
| 2134.3802 | 1125.2882
| 2134.2996 | 1125.2882
| 2134.2338 | 1125.2882
| 2134.1722 | 1125.2882
| 2134.1022 | 1125.2882
| 2134.0163 | 1125.2882
| 2133.9445 | 1125.2882
| 2133.9039 | 1125.2882
| 2133.8403 | 1125.2882
| 2133.7717 | 1125.2882
| 2133.6855 | 1125.2882
| 2133.6274 | 1125.2882
| 2133.5734 | 1125.2882
| 2133.481 | 1125.2882
| 2133.4086 | 1125.2882
| 2133.3384 | 1125.2882
| 2133.2004 | 1125.2882
| 2133.1298 | 1125.2882
| 2133.0471 | 1125.2882
| 2132.9434 | 1125.2882
| 2132.871 | 1125.2882
| 2132.8003 | 1125.2882
| 2132.7039 | 1125.2882
| 2132.6385 | 1125.2882
| 2132.5959 | 1125.2882
| 2132.5314 | 1125.2882
| 2132.4722 | 1125.2882
| 2132.4094 | 1125.2882
| 2132.3422 | 1125.2882
| 2132.2079 | 1125.2882
| 2132.1252 | 1125.2882
| 2132.0341 | 1125.2882
| 2132.0026 | 1125.2882
| 2131.9431 | 1125.2882
| 2131.906 | 1125.2882
| 2131.8607 | 1125.2882
| 2131.7816 | 1125.2882
| 2131.7112 | 1125.2882
| 2131.6776 | 1125.2882
| 2131.6023 | 1125.2882
| 2131.5452 | 1125.2882
| 2131.4671 | 1125.2882
| 2131.3903 | 1125.2882
| 2131.3201 | 1125.2882
| 2131.2663 | 1125.2882
| 2131.185 | 1125.2882
| 2131.1191 | 1125.2882
| 2131.07 | 1125.2882
| 2131.0157 | 1125.2882
| 2130.9754 | 1125.2882
| 2130.8978 | 1125.2882
| 2130.817 | 1125.2882
| 2130.7539 | 1125.2882
| 2130.6755 | 1125.2882
| 2130.6007 | 1125.2882
| 2130.5423 | 1125.2882
| 2130.4891 | 1125.2882
| 2130.4404 | 1125.2882
| 2130.3462 | 1125.2882
| 2130.2609 | 1125.2882
| 2130.1555 | 1125.2882
| 2130.049 | 1125.2882
| 2129.9771 | 1125.2882
| 2129.942 | 1125.2882
| 2129.8688 | 1125.2882
| 2129.7625 | 1125.2882
| 2129.6871 | 1125.2882
| 2129.603 | 1125.2882
| 2129.5601 | 1125.2882
| 2129.5322 | 1125.2882
| 2129.4707 | 1125.2882
| 2129.3905 | 1125.2882
| 2129.3153 | 1125.2882
| 2129.2519 | 1125.2882
| 2129.2154 | 1125.2882
| 2129.1368 | 1125.2882
| 2129.0859 | 1125.2882
| 2128.9912 | 1125.2882
| 2128.9507 | 1125.2882
| 2128.8865 | 1125.2882
| 2128.824 | 1125.2882
| 2128.7735 | 1125.2882
| 2128.6761 | 1125.2882
| 2128.6251 | 1125.2882
| 2128.5862 | 1125.2882
| 2128.5124 | 1125.2882
| 2128.4401 | 1125.2882
| 2128.34 | 1125.2882
| 2128.2516 | 1125.2882
| 2128.1789 | 1125.2882
| 2128.1217 | 1125.2882
| 2128.0385 | 1125.2882
| 2127.9937 | 1125.2882
| 2127.9065 | 1125.2882
| 2127.8226 | 1125.2882
| 2127.7823 | 1125.2882
| 2127.736 | 1125.2882
| 2127.7011 | 1125.2882
| 2127.6284 | 1125.2882
| 2127.5717 | 1125.2882
| 2127.5163 | 1125.2882
| 2127.446 | 1125.2882
| 2127.3521 | 1125.2882
| 2127.2845 | 1125.2882
| 2127.2042 | 1125.2882
| 2127.1421 | 1125.2882
| 2127.0845 | 1125.2882
| 2127.0214 | 1125.2882
| 2126.9495 | 1125.2882
| 2126.9023 | 1125.2882
| 2126.8328 | 1125.2882
| 2126.7682 | 1125.2882
| 2126.7015 | 1125.2882
| 2126.6517 | 1125.2882
| 2126.5928 | 1125.2882
| 2126.5068 | 1125.2882
| 2126.4727 | 1125.2882
| 2126.4266 | 1125.2882
| 2126.3718 | 1125.2882
| 2126.3127 | 1125.2882
| 2126.2546 | 1125.2882
| 2126.1802 | 1125.2882
| 2126.1129 | 1125.2882
| 2126.0203 | 1125.2882
| 2125.9468 | 1125.2882
| 2125.8243 | 1125.2882
| 2125.7392 | 1125.2882
| 2125.7056 | 1125.2882
| 2125.6574 | 1125.2882
| 2125.5846 | 1125.2882
| 2125.5235 | 1125.2882
| 2125.4423 | 1125.2882
| 2125.3769 | 1125.2882
| 2125.3177 | 1125.2882
| 2125.2581 | 1125.2882
| 2125.2282 | 1125.2882
| 2125.1008 | 1125.2882
| 2125.05 | 1125.2882
| 2125.0084 | 1125.2882
| 2124.9523 | 1125.2882
| 2124.9028 | 1125.2882
| 2124.8391 | 1125.2882
| 2124.7829 | 1125.2882
| 2124.7314 | 1125.2882
| 2124.6543 | 1125.2882
| 2124.5872 | 1125.2882
| 2124.5303 | 1125.2882
| 2124.4748 | 1125.2882
| 2124.4011 | 1125.2882
| 2124.3462 | 1125.2882
| 2124.2675 | 1125.2882
| 2124.1935 | 1125.2882
| 2124.132 | 1125.2882
| 2124.0688 | 1125.2882
| 2124.0153 | 1125.2882
| 2123.9231 | 1125.2882
| 2123.8434 | 1125.2882
| 2123.7947 | 1125.2882
| 2123.7229 | 1125.2882
| 2123.6577 | 1125.2882
| 2123.6326 | 1125.2882
| 2123.5931 | 1125.2882
| 2123.5343 | 1125.2882
| 2123.4914 | 1125.2882
| 2123.4386 | 1125.2882
| 2123.3495 | 1125.2882
| 2123.2679 | 1125.2882
| 2123.1966 | 1125.2882
| 2123.1224 | 1125.2882
| 2123.0337 | 1125.2882
| 2122.9698 | 1125.2882
| 2122.9185 | 1125.2882
| 2122.8413 | 1125.2882
| 2122.7336 | 1125.2882
| 2122.6344 | 1125.2882
| 2122.5478 | 1125.2882
| 2122.4958 | 1125.2882
| 2122.4524 | 1125.2882
| 2122.3658 | 1125.2882
| 2122.2686 | 1125.2882
| 2122.1974 | 1125.2882
| 2122.0969 | 1125.2882
| 2122.0032 | 1125.2882
| 2121.9582 | 1125.2882
| 2121.9049 | 1125.2882
| 2121.836 | 1125.2882
| 2121.7629 | 1125.2882
| 2121.6835 | 1125.2882
| 2121.6135 | 1125.2882
| 2121.5583 | 1125.2882
| 2121.4956 | 1125.2882
| 2121.3866 | 1125.2882
| 2121.3095 | 1125.2882
| 2121.2416 | 1125.2882
| 2121.1667 | 1125.2882
| 2121.1154 | 1125.2882
| 2121.051 | 1125.2882
| 2120.99 | 1125.2882
| 2120.9447 | 1125.2882
| 2120.8761 | 1125.2882
| 2120.8226 | 1125.2882
| 2120.7399 | 1125.2882
| 2120.6866 | 1125.2882
| 2120.5976 | 1125.2882
| 2120.5255 | 1125.2882
| 2120.4866 | 1125.2882
| 2120.4239 | 1125.2882
| 2120.3065 | 1125.2882
| 2120.2586 | 1125.2882
| 2120.1863 | 1125.2882
| 2120.1418 | 1125.2882
| 2120.1078 | 1125.2882
| 2120.0321 | 1125.2882
| 2119.9426 | 1125.2882
| 2119.8458 | 1125.2882
| 2119.7916 | 1125.2882
| 2119.7324 | 1125.2882
| 2119.6876 | 1125.2882
| 2119.6118 | 1125.2882
| 2119.5508 | 1125.2882
| 2119.462 | 1125.2882
| 2119.4112 | 1125.2882
| 2119.3615 | 1125.2882
| 2119.3116 | 1125.2882
| 2119.2746 | 1125.2882
| 2119.2125 | 1125.2882
| 2119.1732 | 1125.2882
| 2119.1054 | 1125.2882
| 2119.0668 | 1125.2882
| 2119.0263 | 1125.2882
| 2118.9704 | 1125.2882
| 2118.9001 | 1125.2882
| 2118.8492 | 1125.2882
| 2118.789 | 1125.2882
| 2118.719 | 1125.2882
| 2118.6699 | 1125.2882
| 2118.5982 | 1125.2882
| 2118.5415 | 1125.2882
| 2118.4627 | 1125.2882
| 2118.4047 | 1125.2882
| 2118.3409 | 1125.2882
| 2118.2517 | 1125.2882
| 2118.194 | 1125.2882
| 2118.149 | 1125.2882
| 2118.1112 | 1125.2882
| 2118.0506 | 1125.2882
| 2117.985 | 1125.2882
| 2117.9153 | 1125.2882
| 2117.8756 | 1125.2882
| 2117.807 | 1125.2882
| 2117.7348 | 1125.2882
| 2117.6306 | 1125.2882
| 2117.5765 | 1125.2882
| 2117.5229 | 1125.2882
| 2117.4578 | 1125.2882
| 2117.3658 | 1125.2882
| 2117.3074 | 1125.2882
| 2117.2476 | 1125.2882
| 2117.1926 | 1125.2882
| 2117.1224 | 1125.2882
| 2117.0805 | 1125.2882
| 2117.0189 | 1125.2882
| 2116.9496 | 1125.2882
| 2116.8658 | 1125.2882
| 2116.7964 | 1125.2882
| 2116.7244 | 1125.2882
| 2116.672 | 1125.2882
| 2116.6274 | 1125.2882
| 2116.5986 | 1125.2882
| 2116.5339 | 1125.2882
| 2116.4303 | 1125.2882
| 2116.3715 | 1125.2882
| 2116.3057 | 1125.2882
| 2116.2499 | 1125.2882
| 2116.1938 | 1125.2882
| 2116.1402 | 1125.2882
| 2116.0555 | 1125.2882
| 2115.9527 | 1125.2882
| 2115.8682 | 1125.2882
| 2115.7711 | 1125.2882
| 2115.6894 | 1125.2882
| 2115.6508 | 1125.2882
| 2115.5887 | 1125.2882
| 2115.5483 | 1125.2882
| 2115.3954 | 1125.2882
| 2115.3406 | 1125.2882
| 2115.2889 | 1125.2882
| 2115.2413 | 1125.2882
| 2115.1666 | 1125.2882
| 2115.13 | 1125.2882
| 2115.1086 | 1125.2882
| 2115.0631 | 1125.2882
| 2114.9916 | 1125.2882
| 2114.9231 | 1125.2882
| 2114.855 | 1125.2882
| 2114.7641 | 1125.2882
| 2114.7135 | 1125.2882
| 2114.6222 | 1125.2882
| 2114.4897 | 1125.2882
| 2114.4346 | 1125.2882
| 2114.3737 | 1125.2882
| 2114.2698 | 1125.2882
| 2114.1996 | 1125.2882
| 2114.1366 | 1125.2882
| 2114.059 | 1125.2882
| 2114.0085 | 1125.2882
| 2113.9373 | 1125.2882
| 2113.8592 | 1125.2882
| 2113.8294 | 1125.2882
| 2113.7594 | 1125.2882
| 2113.6972 | 1125.2882
| 2113.6533 | 1125.2882
| 2113.6056 | 1125.2882
| 2113.5255 | 1125.2882
| 2113.4902 | 1125.2882
| 2113.4228 | 1125.2882
| 2113.3521 | 1125.2882
| 2113.3005 | 1125.2882
| 2113.2216 | 1125.2882
| 2113.167 | 1125.2882
| 2113.1161 | 1125.2882
| 2113.0169 | 1125.2882
| 2112.9246 | 1125.2882
| 2112.8309 | 1125.2882
| 2112.767 | 1125.2882
| 2112.7019 | 1125.2882
| 2112.6552 | 1125.2882
| 2112.6112 | 1125.2882
| 2112.5479 | 1125.2882
| 2112.4768 | 1125.2882
| 2112.4119 | 1125.2882
| 2112.3383 | 1125.2882
| 2112.2872 | 1125.2882
| 2112.1843 | 1125.2882
| 2112.1125 | 1125.2882
| 2112.0684 | 1125.2882
| 2112.0019 | 1125.2882
| 2111.948 | 1125.2882
| 2111.9065 | 1125.2882
| 2111.8425 | 1125.2882
| 2111.7783 | 1125.2882
| 2111.6881 | 1125.2882
| 2111.6448 | 1125.2882
| 2111.6067 | 1125.2882
| 2111.5155 | 1125.2882
| 2111.4481 | 1125.2882
| 2111.4102 | 1125.2882
| 2111.3572 | 1125.2882
| 2111.3177 | 1125.2882
| 2111.259 | 1125.2882
| 2111.2108 | 1125.2882
| 2111.1698 | 1125.2882
| 2111.1099 | 1125.2882
| 2111.076 | 1125.2882
| 2110.9988 | 1125.2882
| 2110.9299 | 1125.2882
| 2110.8746 | 1125.2882
| 2110.8086 | 1125.2882
| 2110.7544 | 1125.2882
| 2110.6895 | 1125.2882
| 2110.6044 | 1125.2882
| 2110.5202 | 1125.2882
| 2110.4512 | 1125.2882
| 2110.4051 | 1125.2882
| 2110.336 | 1125.2882
| 2110.2715 | 1125.2882
| 2110.2056 | 1125.2882
| 2110.1482 | 1125.2882
| 2110.0831 | 1125.2882
| 2110.0373 | 1125.2882
| 2110.0093 | 1125.2882
| 2109.9509 | 1125.2882
| 2109.8251 | 1125.2882
| 2109.7875 | 1125.2882
| 2109.7217 | 1125.2882
| 2109.6617 | 1125.2882
| 2109.5929 | 1125.2882
| 2109.5391 | 1125.2882
| 2109.4664 | 1125.2882
| 2109.4016 | 1125.2882
| 2109.3649 | 1125.2882
| 2109.3117 | 1125.2882
| 2109.2331 | 1125.2882
| 2109.1689 | 1125.2882
| 2109.0852 | 1125.2882
| 2109.0434 | 1125.2882
| 2108.9842 | 1125.2882
| 2108.9083 | 1125.2882
| 2108.8704 | 1125.2882
| 2108.7263 | 1125.2882
| 2108.696 | 1125.2882
| 2108.6181 | 1125.2882
| 2108.5417 | 1125.2882
| 2108.4929 | 1125.2882
| 2108.3733 | 1125.2882
| 2108.3083 | 1125.2882
| 2108.256 | 1125.2882
| 2108.2049 | 1125.2882
| 2108.1299 | 1125.2882
| 2108.0851 | 1125.2882
| 2108.0269 | 1125.2882
| 2107.9171 | 1125.2882
| 2107.8358 | 1125.2882
| 2107.7825 | 1125.2882
| 2107.7314 | 1125.2882
| 2107.6676 | 1125.2882
| 2107.6013 | 1125.2882
| 2107.553 | 1125.2882
| 2107.4996 | 1125.2882
| 2107.4382 | 1125.2882
| 2107.3667 | 1125.2882
| 2107.3085 | 1125.2882
| 2107.2524 | 1125.2882
| 2107.1812 | 1125.2882
| 2107.0968 | 1125.2882
| 2107.044 | 1125.2882
| 2106.9941 | 1125.2882
| 2106.9418 | 1125.2882
| 2106.8616 | 1125.2882
| 2106.8066 | 1125.2882
| 2106.7669 | 1125.2882
| 2106.7318 | 1125.2882
| 2106.6549 | 1125.2882
| 2106.6004 | 1125.2882
| 2106.5125 | 1125.2882
| 2106.463 | 1125.2882
| 2106.3549 | 1125.2882
| 2106.2628 | 1125.2882
| 2106.1834 | 1125.2882
| 2106.1315 | 1125.2882
| 2106.0932 | 1125.2882
| 2106.0332 | 1125.2882
| 2105.9728 | 1125.2882
| 2105.949 | 1125.2882
| 2105.8749 | 1125.2882
| 2105.8067 | 1125.2882
| 2105.7452 | 1125.2882
| 2105.701 | 1125.2882
| 2105.6321 | 1125.2882
| 2105.5523 | 1125.2882
| 2105.4879 | 1125.2882
| 2105.3842 | 1125.2882
| 2105.3406 | 1125.2882
| 2105.2696 | 1125.2882
| 2105.2044 | 1125.2882
| 2105.1726 | 1125.2882
| 2105.0984 | 1125.2882
| 2105.0332 | 1125.2882
| 2104.9818 | 1125.2882
| 2104.9345 | 1125.2882
| 2104.8769 | 1125.2882
| 2104.8372 | 1125.2882
| 2104.7781 | 1125.2882
| 2104.7285 | 1125.2882
| 2104.6752 | 1125.2882
| 2104.6215 | 1125.2882
| 2104.5675 | 1125.2882
| 2104.5242 | 1125.2882
| 2104.442 | 1125.2882
| 2104.3824 | 1125.2882
| 2104.3172 | 1125.2882
| 2104.2619 | 1125.2882
| 2104.1832 | 1125.2882
| 2104.1088 | 1125.2882
| 2104.0656 | 1125.2882
| 2104.0021 | 1125.2882
| 2103.9387 | 1125.2882
| 2103.9089 | 1125.2882
| 2103.829 | 1125.2882
| 2103.7537 | 1125.2882
| 2103.6953 | 1125.2882
| 2103.6085 | 1125.2882
| 2103.5594 | 1125.2882
| 2103.5015 | 1125.2882
| 2103.4426 | 1125.2882
| 2103.3918 | 1125.2882
| 2103.3252 | 1125.2882
| 2103.2354 | 1125.2882
| 2103.1555 | 1125.2882
| 2103.09 | 1125.2882
| 2103.0264 | 1125.2882
| 2102.9956 | 1125.2882
| 2102.9293 | 1125.2882
| 2102.883 | 1125.2882
| 2102.8244 | 1125.2882
| 2102.7756 | 1125.2882
| 2102.7311 | 1125.2882
| 2102.6816 | 1125.2882
| 2102.628 | 1125.2882
| 2102.5844 | 1125.2882
| 2102.5205 | 1125.2882
| 2102.4148 | 1125.2882
| 2102.369 | 1125.2882
| 2102.3227 | 1125.2882
| 2102.2883 | 1125.2882
| 2102.2061 | 1125.2882
| 2102.1653 | 1125.2882
| 2102.1221 | 1125.2882
| 2102.054 | 1125.2882
| 2102.0159 | 1125.2882
| 2101.9309 | 1125.2882
| 2101.8736 | 1125.2882
| 2101.8205 | 1125.2882
| 2101.7683 | 1125.2882
| 2101.667 | 1125.2882
| 2101.56 | 1125.2882
| 2101.5194 | 1125.2882
| 2101.4425 | 1125.2882
| 2101.3961 | 1125.2882
| 2101.3215 | 1125.2882
| 2101.2837 | 1125.2882
| 2101.2401 | 1125.2882
| 2101.1708 | 1125.2882
| 2101.1181 | 1125.2882
| 2101.0038 | 1125.2882
| 2100.9683 | 1125.2882
| 2100.9188 | 1125.2882
| 2100.7773 | 1125.2882
| 2100.7237 | 1125.2882
| 2100.6689 | 1125.2882
| 2100.6022 | 1125.2882
| 2100.5461 | 1125.2882
| 2100.4997 | 1125.2882
| 2100.4437 | 1125.2882
| 2100.3433 | 1125.2882
| 2100.2863 | 1125.2882
| 2100.2216 | 1125.2882
| 2100.1339 | 1125.2882
| 2100.0979 | 1125.2882
| 2100.0776 | 1125.2882
| 2100.0121 | 1125.2882
| 2099.946 | 1125.2882
| 2099.8839 | 1125.2882
| 2099.8249 | 1125.2882
| 2099.7473 | 1125.2882
| 2099.6722 | 1125.2882
| 2099.592 | 1125.2882
| 2099.5426 | 1125.2882
| 2099.5081 | 1125.2882
| 2099.4441 | 1125.2882
| 2099.3929 | 1125.2882
| 2099.3279 | 1125.2882
| 2099.2515 | 1125.2882
| 2099.1677 | 1125.2882
| 2099.1301 | 1125.2882
| 2099.0842 | 1125.2882
| 2098.9929 | 1125.2882
| 2098.9272 | 1125.2882
| 2098.8535 | 1125.2882
| 2098.7661 | 1125.2882
| 2098.695 | 1125.2882
| 2098.6296 | 1125.2882
| 2098.5492 | 1125.2882
| 2098.4649 | 1125.2882
| 2098.4116 | 1125.2882
| 2098.3093 | 1125.2882
| 2098.2374 | 1125.2882
| 2098.1686 | 1125.2882
| 2098.0951 | 1125.2882
| 2098.0228 | 1125.2882
| 2097.9555 | 1125.2882
| 2097.8506 | 1125.2882
| 2097.7932 | 1125.2882
| 2097.7118 | 1125.2882
| 2097.6642 | 1125.2882
| 2097.5966 | 1125.2882
| 2097.5422 | 1125.2882
| 2097.4387 | 1125.2882
| 2097.3915 | 1125.2882
| 2097.3281 | 1125.2882
| 2097.2816 | 1125.2882
| 2097.2131 | 1125.2882
| 2097.1805 | 1125.2882
| 2097.128 | 1125.2882
| 2097.0835 | 1125.2882
| 2096.9978 | 1125.2882
| 2096.9167 | 1125.2882
| 2096.8487 | 1125.2882
| 2096.8064 | 1125.2882
| 2096.77 | 1125.2882
| 2096.7335 | 1125.2882
| 2096.6643 | 1125.2882
| 2096.6047 | 1125.2882
| 2096.5412 | 1125.2882
| 2096.4321 | 1125.2882
| 2096.3499 | 1125.2882
| 2096.2841 | 1125.2882
| 2096.2123 | 1125.2882
| 2096.1381 | 1125.2882
| 2096.0714 | 1125.2882
| 2096.018 | 1125.2882
| 2095.938 | 1125.2882
| 2095.903 | 1125.2882
| 2095.8554 | 1125.2882
| 2095.8026 | 1125.2882
| 2095.7436 | 1125.2882
| 2095.6597 | 1125.2882
| 2095.5978 | 1125.2882
| 2095.5498 | 1125.2882
| 2095.4838 | 1125.2882
| 2095.4217 | 1125.2882
| 2095.3579 | 1125.2882
| 2095.3032 | 1125.2882
| 2095.2344 | 1125.2882
| 2095.1719 | 1125.2882
| 2095.0804 | 1125.2882
| 2095.0041 | 1125.2882
| 2094.9412 | 1125.2882
| 2094.8886 | 1125.2882
| 2094.8232 | 1125.2882
| 2094.7351 | 1125.2882
| 2094.6988 | 1125.2882
| 2094.642 | 1125.2882
| 2094.5856 | 1125.2882
| 2094.5302 | 1125.2882
| 2094.4487 | 1125.2882
| 2094.3774 | 1125.2882
| 2094.3055 | 1125.2882
| 2094.1796 | 1125.2882
| 2094.1492 | 1125.2882
| 2094.0723 | 1125.2882
| 2094.0053 | 1125.2882
| 2093.9425 | 1125.2882
| 2093.8937 | 1125.2882
| 2093.8201 | 1125.2882
| 2093.7691 | 1125.2882
| 2093.7141 | 1125.2882
| 2093.6489 | 1125.2882
| 2093.6039 | 1125.2882
| 2093.5261 | 1125.2882
| 2093.4892 | 1125.2882
| 2093.4175 | 1125.2882
| 2093.368 | 1125.2882
| 2093.3115 | 1125.2882
| 2093.2311 | 1125.2882
| 2093.2003 | 1125.2882
| 2093.1633 | 1125.2882
| 2093.0809 | 1125.2882
| 2093.0302 | 1125.2882
| 2092.9744 | 1125.2882
| 2092.8958 | 1125.2882
| 2092.8494 | 1125.2882
| 2092.813 | 1125.2882
| 2092.7547 | 1125.2882
| 2092.7041 | 1125.2882
| 2092.6613 | 1125.2882
| 2092.5742 | 1125.2882
| 2092.5214 | 1125.2882
| 2092.4589 | 1125.2882
| 2092.4061 | 1125.2882
| 2092.3496 | 1125.2882
| 2092.2849 | 1125.2882
| 2092.2189 | 1125.2882
| 2092.165 | 1125.2882
| 2092.0572 | 1125.2882
| 2092.0278 | 1125.2882
| 2091.9845 | 1125.2882
| 2091.9073 | 1125.2882
| 2091.8681 | 1125.2882
| 2091.828 | 1125.2882
| 2091.761 | 1125.2882
| 2091.6958 | 1125.2882
| 2091.6041 | 1125.2882
| 2091.4997 | 1125.2882
| 2091.4526 | 1125.2882
| 2091.405 | 1125.2882
| 2091.3183 | 1125.2882
| 2091.2304 | 1125.2882
| 2091.1754 | 1125.2882
| 2091.1215 | 1125.2882
| 2091.084 | 1125.2882
| 2091.0466 | 1125.2882
| 2090.9585 | 1125.2882
| 2090.8872 | 1125.2882
| 2090.8113 | 1125.2882
| 2090.7453 | 1125.2882
| 2090.7099 | 1125.2882
| 2090.6492 | 1125.2882
| 2090.5781 | 1125.2882
| 2090.5144 | 1125.2882
| 2090.4467 | 1125.2882
| 2090.4223 | 1125.2882
| 2090.356 | 1125.2882
| 2090.3042 | 1125.2882
| 2090.226 | 1125.2882
| 2090.1483 | 1125.2882
| 2090.0842 | 1125.2882
| 2090.0191 | 1125.2882
| 2089.9797 | 1125.2882
| 2089.9172 | 1125.2882
| 2089.8409 | 1125.2882
| 2089.7745 | 1125.2882
| 2089.7107 | 1125.2882
| 2089.6642 | 1125.2882
| 2089.6041 | 1125.2882
| 2089.565 | 1125.2882
| 2089.5197 | 1125.2882
| 2089.4334 | 1125.2882
| 2089.3989 | 1125.2882
| 2089.3488 | 1125.2882
| 2089.2952 | 1125.2882
| 2089.2607 | 1125.2882
| 2089.1968 | 1125.2882
| 2089.1324 | 1125.2882
| 2089.0793 | 1125.2882
| 2089.0268 | 1125.2882
| 2088.9659 | 1125.2882
| 2088.8964 | 1125.2882
| 2088.8464 | 1125.2882
| 2088.7623 | 1125.2882
| 2088.6887 | 1125.2882
| 2088.6293 | 1125.2882
| 2088.5359 | 1125.2882
| 2088.4828 | 1125.2882
| 2088.4273 | 1125.2882
| 2088.3428 | 1125.2882
| 2088.2627 | 1125.2882
| 2088.1806 | 1125.2882
| 2088.1114 | 1125.2882
| 2088.0759 | 1125.2882
| 2087.9836 | 1125.2882
| 2087.9272 | 1125.2882
| 2087.8696 | 1125.2882
| 2087.8133 | 1125.2882
| 2087.7783 | 1125.2882
| 2087.6916 | 1125.2882
| 2087.6284 | 1125.2882
| 2087.5806 | 1125.2882
| 2087.5211 | 1125.2882
| 2087.4859 | 1125.2882
| 2087.4166 | 1125.2882
| 2087.3257 | 1125.2882
| 2087.2542 | 1125.2882
| 2087.2024 | 1125.2882
| 2087.1468 | 1125.2882
| 2087.0866 | 1125.2882
| 2087.0314 | 1125.2882
| 2086.9616 | 1125.2882
| 2086.902 | 1125.2882
| 2086.8535 | 1125.2882
| 2086.7864 | 1125.2882
| 2086.7347 | 1125.2882
| 2086.6511 | 1125.2882
| 2086.5959 | 1125.2882
| 2086.5448 | 1125.2882
| 2086.5172 | 1125.2882
| 2086.4642 | 1125.2882
| 2086.4116 | 1125.2882
| 2086.3416 | 1125.2882
| 2086.2794 | 1125.2882
| 2086.2084 | 1125.2882
| 2086.1596 | 1125.2882
| 2086.1159 | 1125.2882
| 2086.0673 | 1125.2882
| 2086.024 | 1125.2882
| 2085.9644 | 1125.2882
| 2085.9102 | 1125.2882
| 2085.8325 | 1125.2882
| 2085.7555 | 1125.2882
| 2085.6927 | 1125.2882
| 2085.629 | 1125.2882
| 2085.5715 | 1125.2882
| 2085.5261 | 1125.2882
| 2085.4715 | 1125.2882
| 2085.3741 | 1125.2882
| 2085.3177 | 1125.2882
| 2085.2635 | 1125.2882
| 2085.2101 | 1125.2882
| 2085.1639 | 1125.2882
| 2085.0809 | 1125.2882
| 2085.0369 | 1125.2882
| 2084.9655 | 1125.2882
| 2084.9261 | 1125.2882
| 2084.8486 | 1125.2882
| 2084.7893 | 1125.2882
| 2084.7041 | 1125.2882
| 2084.6261 | 1125.2882
| 2084.5927 | 1125.2882
| 2084.5317 | 1125.2882
| 2084.4777 | 1125.2882
| 2084.4192 | 1125.2882
| 2084.374 | 1125.2882
| 2084.3128 | 1125.2882
| 2084.2596 | 1125.2882
| 2084.2276 | 1125.2882
| 2084.1652 | 1125.2882
| 2084.1216 | 1125.2882
| 2084.0555 | 1125.2882
| 2083.9677 | 1125.2882
| 2083.933 | 1125.2882
| 2083.8911 | 1125.2882
| 2083.839 | 1125.2882
| 2083.7738 | 1125.2882
| 2083.7337 | 1125.2882
| 2083.6599 | 1125.2882
| 2083.6014 | 1125.2882
| 2083.5302 | 1125.2882
| 2083.4909 | 1125.2882
| 2083.4044 | 1125.2882
| 2083.3339 | 1125.2882
| 2083.2761 | 1125.2882
| 2083.1769 | 1125.2882
| 2083.1216 | 1125.2882
| 2083.0603 | 1125.2882
| 2082.992 | 1125.2882
| 2082.9392 | 1125.2882
| 2082.8769 | 1125.2882
| 2082.8234 | 1125.2882
| 2082.7796 | 1125.2882
| 2082.721 | 1125.2882
| 2082.6758 | 1125.2882
| 2082.6166 | 1125.2882
| 2082.5654 | 1125.2882
| 2082.4774 | 1125.2882
| 2082.4082 | 1125.2882
| 2082.3474 | 1125.2882
| 2082.2944 | 1125.2882
| 2082.2498 | 1125.2882
| 2082.1575 | 1125.2882
| 2082.1105 | 1125.2882
| 2082.0452 | 1125.2882
| 2081.9554 | 1125.2882
| 2081.9178 | 1125.2882
| 2081.8611 | 1125.2882
| 2081.7888 | 1125.2882
| 2081.7027 | 1125.2882
| 2081.6412 | 1125.2882
| 2081.5873 | 1125.2882
| 2081.5538 | 1125.2882
| 2081.4839 | 1125.2882
| 2081.4536 | 1125.2882
| 2081.4161 | 1125.2882
| 2081.3486 | 1125.2882
| 2081.2852 | 1125.2882
| 2081.2348 | 1125.2882
| 2081.1872 | 1125.2882
| 2081.123 | 1125.2882
| 2081.0413 | 1125.2882
| 2080.9777 | 1125.2882
| 2080.926 | 1125.2882
| 2080.8741 | 1125.2882
| 2080.8006 | 1125.2882
| 2080.7335 | 1125.2882
| 2080.6782 | 1125.2882
| 2080.6063 | 1125.2882
| 2080.5132 | 1125.2882
| 2080.4641 | 1125.2882
| 2080.4275 | 1125.2882
| 2080.3907 | 1125.2882
| 2080.3287 | 1125.2882
| 2080.2664 | 1125.2882
| 2080.224 | 1125.2882
| 2080.1747 | 1125.2882
| 2080.1338 | 1125.2882
| 2080.0853 | 1125.2882
| 2080.0434 | 1125.2882
| 2079.9867 | 1125.2882
| 2079.9437 | 1125.2882
| 2079.8665 | 1125.2882
| 2079.8242 | 1125.2882
| 2079.7605 | 1125.2882
| 2079.6887 | 1125.2882
| 2079.6216 | 1125.2882
| 2079.5918 | 1125.2882
| 2079.5441 | 1125.2882
| 2079.478 | 1125.2882
| 2079.4279 | 1125.2882
| 2079.3871 | 1125.2882
| 2079.3249 | 1125.2882
| 2079.2849 | 1125.2882
| 2079.2275 | 1125.2882
| 2079.1523 | 1125.2882
| 2079.0853 | 1125.2882
| 2079.02 | 1125.2882
| 2078.9718 | 1125.2882
| 2078.8776 | 1125.2882
| 2078.8256 | 1125.2882
| 2078.7691 | 1125.2882
| 2078.6955 | 1125.2882
| 2078.6607 | 1125.2882
| 2078.5935 | 1125.2882
| 2078.5114 | 1125.2882
| 2078.4572 | 1125.2882
| 2078.4055 | 1125.2882
| 2078.3494 | 1125.2882
| 2078.3115 | 1125.2882
| 2078.2566 | 1125.2882
| 2078.2253 | 1125.2882
| 2078.1571 | 1125.2882
| 2078.0956 | 1125.2882
| 2078.0482 | 1125.2882
| 2078.0049 | 1125.2882
| 2077.9604 | 1125.2882
| 2077.9125 | 1125.2882
| 2077.8679 | 1125.2882
| 2077.7795 | 1125.2882
| 2077.7344 | 1125.2882
| 2077.6871 | 1125.2882
| 2077.626 | 1125.2882
| 2077.5366 | 1125.2882
| 2077.474 | 1125.2882
| 2077.4287 | 1125.2882
| 2077.3832 | 1125.2882
| 2077.3499 | 1125.2882
| 2077.2906 | 1125.2882
| 2077.2232 | 1125.2882
| 2077.16 | 1125.2882
| 2077.113 | 1125.2882
| 2077.0509 | 1125.2882
| 2076.9974 | 1125.2882
| 2076.9599 | 1125.2882
| 2076.8686 | 1125.2882
| 2076.8059 | 1125.2882
| 2076.7551 | 1125.2882
| 2076.6841 | 1125.2882
| 2076.618 | 1125.2882
| 2076.5547 | 1125.2882
| 2076.5053 | 1125.2882
| 2076.4643 | 1125.2882
| 2076.4158 | 1125.2882
| 2076.3675 | 1125.2882
| 2076.3166 | 1125.2882
| 2076.2852 | 1125.2882
| 2076.2375 | 1125.2882
| 2076.1882 | 1125.2882
| 2076.1484 | 1125.2882
| 2076.0571 | 1125.2882
| 2075.9976 | 1125.2882
| 2075.9453 | 1125.2882
| 2075.8846 | 1125.2882
| 2075.8283 | 1125.2882
| 2075.7546 | 1125.2882
| 2075.7153 | 1125.2882
| 2075.67 | 1125.2882
| 2075.5981 | 1125.2882
| 2075.5418 | 1125.2882
| 2075.4807 | 1125.2882
| 2075.4243 | 1125.2882
| 2075.365 | 1125.2882
| 2075.3247 | 1125.2882
| 2075.2877 | 1125.2882
| 2075.2212 | 1125.2882
| 2075.1523 | 1125.2882
| 2075.0458 | 1125.2882
| 2075.0099 | 1125.2882
| 2074.9318 | 1125.2882
| 2074.9011 | 1125.2882
| 2074.8435 | 1125.2882
| 2074.7937 | 1125.2882
| 2074.7183 | 1125.2882
| 2074.6571 | 1125.2882
| 2074.6093 | 1125.2882
| 2074.5392 | 1125.2882
| 2074.4803 | 1125.2882
| 2074.405 | 1125.2882
| 2074.3461 | 1125.2882
| 2074.2376 | 1125.2882
| 2074.1947 | 1125.2882
| 2074.1627 | 1125.2882
| 2074.0626 | 1125.2882
| 2073.9987 | 1125.2882
| 2073.9637 | 1125.2882
| 2073.8817 | 1125.2882
| 2073.821 | 1125.2882
| 2073.776 | 1125.2882
| 2073.7374 | 1125.2882
| 2073.6733 | 1125.2882
| 2073.6124 | 1125.2882
| 2073.5585 | 1125.2882
| 2073.5123 | 1125.2882
| 2073.4295 | 1125.2882
| 2073.353 | 1125.2882
| 2073.2906 | 1125.2882
| 2073.2328 | 1125.2882
| 2073.1383 | 1125.2882
| 2073.0969 | 1125.2882
| 2073.0109 | 1125.2882
| 2072.9466 | 1125.2882
| 2072.9047 | 1125.2882
| 2072.8244 | 1125.2882
| 2072.754 | 1125.2882
| 2072.666 | 1125.2882
| 2072.5893 | 1125.2882
| 2072.5182 | 1125.2882
| 2072.4819 | 1125.2882
| 2072.4293 | 1125.2882
| 2072.3873 | 1125.2882
| 2072.2894 | 1125.2882
| 2072.2287 | 1125.2882
| 2072.1878 | 1125.2882
| 2072.1307 | 1125.2882
| 2072.0824 | 1125.2882
| 2072.0141 | 1125.2882
| 2071.9688 | 1125.2882
| 2071.9229 | 1125.2882
| 2071.8622 | 1125.2882
| 2071.7824 | 1125.2882
| 2071.6752 | 1125.2882
| 2071.6011 | 1125.2882
| 2071.5581 | 1125.2882
| 2071.5132 | 1125.2882
| 2071.4665 | 1125.2882
| 2071.4173 | 1125.2882
| 2071.371 | 1125.2882
| 2071.3237 | 1125.2882
| 2071.2939 | 1125.2882
| 2071.2468 | 1125.2882
| 2071.159 | 1125.2882
| 2071.1026 | 1125.2882
| 2071.0546 | 1125.2882
| 2071.0093 | 1125.2882
| 2070.9524 | 1125.2882
| 2070.9062 | 1125.2882
| 2070.8319 | 1125.2882
| 2070.7786 | 1125.2882
| 2070.7255 | 1125.2882
| 2070.6843 | 1125.2882
| 2070.6404 | 1125.2882
| 2070.6068 | 1125.2882
| 2070.5315 | 1125.2882
| 2070.4481 | 1125.2882
| 2070.4089 | 1125.2882
| 2070.3664 | 1125.2882
| 2070.2943 | 1125.2882
| 2070.2629 | 1125.2882
| 2070.1915 | 1125.2882
| 2070.1388 | 1125.2882
| 2070.083 | 1125.2882
| 2070.0402 | 1125.2882
| 2069.9563 | 1125.2882
| 2069.9014 | 1125.2882
| 2069.86 | 1125.2882
| 2069.8202 | 1125.2882
| 2069.7656 | 1125.2882
| 2069.7203 | 1125.2882
| 2069.6407 | 1125.2882
| 2069.5963 | 1125.2882
| 2069.519 | 1125.2882
| 2069.4517 | 1125.2882
| 2069.3659 | 1125.2882
| 2069.2995 | 1125.2882
| 2069.2468 | 1125.2882
| 2069.1867 | 1125.2882
| 2069.1481 | 1125.2882
| 2069.0874 | 1125.2882
| 2069.0101 | 1125.2882
| 2068.969 | 1125.2882
| 2068.9047 | 1125.2882
| 2068.8355 | 1125.2882
| 2068.7875 | 1125.2882
| 2068.7521 | 1125.2882
| 2068.6972 | 1125.2882
| 2068.6526 | 1125.2882
| 2068.5966 | 1125.2882
| 2068.5353 | 1125.2882
| 2068.4723 | 1125.2882
| 2068.4023 | 1125.2882
| 2068.3416 | 1125.2882
| 2068.286 | 1125.2882
| 2068.2098 | 1125.2882
| 2068.1201 | 1125.2882
| 2068.0957 | 1125.2882
| 2068.0662 | 1125.2882
| 2068.0119 | 1125.2882
| 2067.9606 | 1125.2882
| 2067.9225 | 1125.2882
| 2067.8711 | 1125.2882
| 2067.8378 | 1125.2882
| 2067.7475 | 1125.2882
| 2067.6656 | 1125.2882
| 2067.6033 | 1125.2882
| 2067.5521 | 1125.2882
| 2067.497 | 1125.2882
| 2067.4379 | 1125.2882
| 2067.3602 | 1125.2882
| 2067.3045 | 1125.2882
| 2067.2454 | 1125.2882
| 2067.1587 | 1125.2882
| 2067.1208 | 1125.2882
| 2067.0574 | 1125.2882
| 2066.9961 | 1125.2882
| 2066.9372 | 1125.2882
| 2066.8951 | 1125.2882
| 2066.8195 | 1125.2882
| 2066.7622 | 1125.2882
| 2066.6925 | 1125.2882
| 2066.6554 | 1125.2882
| 2066.5925 | 1125.2882
| 2066.5225 | 1125.2882
| 2066.4596 | 1125.2882
| 2066.3927 | 1125.2882
| 2066.3514 | 1125.2882
| 2066.2641 | 1125.2882
| 2066.1487 | 1125.2882
| 2066.1039 | 1125.2882
| 2066.0472 | 1125.2882
| 2065.9894 | 1125.2882
| 2065.9385 | 1125.2882
| 2065.9098 | 1125.2882
| 2065.8728 | 1125.2882
| 2065.8309 | 1125.2882
| 2065.7439 | 1125.2882
| 2065.697 | 1125.2882
| 2065.6545 | 1125.2882
| 2065.6067 | 1125.2882
| 2065.5479 | 1125.2882
| 2065.4939 | 1125.2882
| 2065.442 | 1125.2882
| 2065.3787 | 1125.2882
| 2065.3315 | 1125.2882
| 2065.2583 | 1125.2882
| 2065.1795 | 1125.2882
| 2065.108 | 1125.2882
| 2065.056 | 1125.2882
| 2064.9799 | 1125.2882
| 2064.9357 | 1125.2882
| 2064.8662 | 1125.2882
| 2064.8186 | 1125.2882
| 2064.7689 | 1125.2882
| 2064.6844 | 1125.2882
| 2064.6383 | 1125.2882
| 2064.5749 | 1125.2882
| 2064.5042 | 1125.2882
| 2064.4268 | 1125.2882
| 2064.3778 | 1125.2882
| 2064.3227 | 1125.2882
| 2064.2616 | 1125.2882
| 2064.1899 | 1125.2882
| 2064.1263 | 1125.2882
| 2064.042 | 1125.2882
| 2064.017 | 1125.2882
| 2063.9794 | 1125.2882
| 2063.9451 | 1125.2882
| 2063.8906 | 1125.2882
| 2063.8151 | 1125.2882
| 2063.7747 | 1125.2882
| 2063.7234 | 1125.2882
| 2063.6577 | 1125.2882
| 2063.5976 | 1125.2882
| 2063.5286 | 1125.2882
| 2063.4523 | 1125.2882
| 2063.405 | 1125.2882
| 2063.3225 | 1125.2882
| 2063.2672 | 1125.2882
| 2063.1943 | 1125.2882
| 2063.1544 | 1125.2882
| 2063.0997 | 1125.2882
| 2063.0041 | 1125.2882
| 2062.9402 | 1125.2882
| 2062.8617 | 1125.2882
| 2062.7961 | 1125.2882
| 2062.737 | 1125.2882
| 2062.6737 | 1125.2882
| 2062.6264 | 1125.2882
| 2062.5666 | 1125.2882
| 2062.5301 | 1125.2882
| 2062.4716 | 1125.2882
| 2062.4223 | 1125.2882
| 2062.3474 | 1125.2882
| 2062.295 | 1125.2882
| 2062.2619 | 1125.2882
| 2062.2231 | 1125.2882
| 2062.16 | 1125.2882
| 2062.1189 | 1125.2882
| 2062.0799 | 1125.2882
| 2062.0338 | 1125.2882
| 2061.9415 | 1125.2882
| 2061.8964 | 1125.2882
| 2061.8307 | 1125.2882
| 2061.7488 | 1125.2882
| 2061.7161 | 1125.2882
| 2061.6529 | 1125.2882
| 2061.5986 | 1125.2882
| 2061.5375 | 1125.2882
| 2061.4911 | 1125.2882
| 2061.4261 | 1125.2882
| 2061.376 | 1125.2882
| 2061.331 | 1125.2882
| 2061.2708 | 1125.2882
| 2061.2141 | 1125.2882
| 2061.1802 | 1125.2882
| 2061.1446 | 1125.2882
| 2061.0953 | 1125.2882
| 2061.0259 | 1125.2882
| 2060.9843 | 1125.2882
| 2060.9228 | 1125.2882
| 2060.879 | 1125.2882
| 2060.8225 | 1125.2882
| 2060.7471 | 1125.2882
| 2060.697 | 1125.2882
| 2060.6662 | 1125.2882
| 2060.6118 | 1125.2882
| 2060.5085 | 1125.2882
| 2060.4528 | 1125.2882
| 2060.4087 | 1125.2882
| 2060.3526 | 1125.2882
| 2060.2946 | 1125.2882
| 2060.2425 | 1125.2882
| 2060.1749 | 1125.2882
| 2060.1319 | 1125.2882
| 2060.086 | 1125.2882
| 2060.0423 | 1125.2882
| 2059.9976 | 1125.2882
| 2059.9384 | 1125.2882
| 2059.8898 | 1125.2882
| 2059.8483 | 1125.2882
| 2059.8012 | 1125.2882
| 2059.7559 | 1125.2882
| 2059.7099 | 1125.2882
| 2059.6591 | 1125.2882
| 2059.6141 | 1125.2882
| 2059.5506 | 1125.2882
| 2059.4813 | 1125.2882
| 2059.4432 | 1125.2882
| 2059.4086 | 1125.2882
| 2059.3676 | 1125.2882
| 2059.3255 | 1125.2882
| 2059.251 | 1125.2882
| 2059.1932 | 1125.2882
| 2059.116 | 1125.2882
| 2059.0434 | 1125.2882
| 2058.9784 | 1125.2882
| 2058.9535 | 1125.2882
| 2058.9096 | 1125.2882
| 2058.843 | 1125.2882
| 2058.8076 | 1125.2882
| 2058.7609 | 1125.2882
| 2058.6936 | 1125.2882
| 2058.6124 | 1125.2882
| 2058.5815 | 1125.2882
| 2058.5382 | 1125.2882
| 2058.4908 | 1125.2882
| 2058.4177 | 1125.2882
| 2058.3704 | 1125.2882
| 2058.3299 | 1125.2882
| 2058.2578 | 1125.2882
| 2058.2079 | 1125.2882
| 2058.1579 | 1125.2882
| 2058.0813 | 1125.2882
| 2058.0271 | 1125.2882
| 2057.959 | 1125.2882
| 2057.9109 | 1125.2882
| 2057.8391 | 1125.2882
| 2057.7961 | 1125.2882
| 2057.7451 | 1125.2882
| 2057.6879 | 1125.2882
| 2057.6404 | 1125.2882
| 2057.5918 | 1125.2882
| 2057.5445 | 1125.2882
| 2057.4949 | 1125.2882
| 2057.437 | 1125.2882
| 2057.379 | 1125.2882
| 2057.3304 | 1125.2882
| 2057.2862 | 1125.2882
| 2057.2129 | 1125.2882
| 2057.1069 | 1125.2882
| 2057.0453 | 1125.2882
| 2056.9741 | 1125.2882
| 2056.9043 | 1125.2882
| 2056.8638 | 1125.2882
| 2056.8006 | 1125.2882
| 2056.7547 | 1125.2882
| 2056.7104 | 1125.2882
| 2056.6735 | 1125.2882
| 2056.6032 | 1125.2882
| 2056.536 | 1125.2882
| 2056.4752 | 1125.2882
| 2056.4375 | 1125.2882
| 2056.3813 | 1125.2882
| 2056.3323 | 1125.2882
| 2056.298 | 1125.2882
| 2056.2572 | 1125.2882
| 2056.2279 | 1125.2882
| 2056.1717 | 1125.2882
| 2056.0917 | 1125.2882
| 2056.0393 | 1125.2882
| 2055.9803 | 1125.2882
| 2055.9408 | 1125.2882
| 2055.885 | 1125.2882
| 2055.8123 | 1125.2882
| 2055.7169 | 1125.2882
| 2055.6814 | 1125.2882
| 2055.6116 | 1125.2882
| 2055.5498 | 1125.2882
| 2055.4973 | 1125.2882
| 2055.4157 | 1125.2882
| 2055.3599 | 1125.2882
| 2055.3103 | 1125.2882
| 2055.2599 | 1125.2882
| 2055.1706 | 1125.2882
| 2055.0988 | 1125.2882
| 2055.0628 | 1125.2882
| 2055.0239 | 1125.2882
| 2054.9654 | 1125.2882
| 2054.8795 | 1125.2882
| 2054.8165 | 1125.2882
| 2054.7362 | 1125.2882
| 2054.708 | 1125.2882
| 2054.6571 | 1125.2882
| 2054.5838 | 1125.2882
| 2054.5267 | 1125.2882
| 2054.439 | 1125.2882
| 2054.3856 | 1125.2882
| 2054.3015 | 1125.2882
| 2054.2375 | 1125.2882
| 2054.1686 | 1125.2882
| 2054.115 | 1125.2882
| 2054.0633 | 1125.2882
| 2053.9982 | 1125.2882
| 2053.9567 | 1125.2882
| 2053.9057 | 1125.2882
| 2053.8383 | 1125.2882
| 2053.7842 | 1125.2882
| 2053.7284 | 1125.2882
| 2053.6832 | 1125.2882
| 2053.6428 | 1125.2882
| 2053.5797 | 1125.2882
| 2053.4995 | 1125.2882
| 2053.4437 | 1125.2882
| 2053.373 | 1125.2882
| 2053.3236 | 1125.2882
| 2053.2893 | 1125.2882
| 2053.2299 | 1125.2882
| 2053.1521 | 1125.2882
| 2053.1022 | 1125.2882
| 2053.0567 | 1125.2882
| 2053.0059 | 1125.2882
| 2052.935 | 1125.2882
| 2052.8828 | 1125.2882
| 2052.8235 | 1125.2882
| 2052.7242 | 1125.2882
| 2052.6675 | 1125.2882
| 2052.614 | 1125.2882
| 2052.5503 | 1125.2882
| 2052.4926 | 1125.2882
| 2052.4501 | 1125.2882
| 2052.3927 | 1125.2882
| 2052.3442 | 1125.2882
| 2052.2825 | 1125.2882
| 2052.2098 | 1125.2882
| 2052.1794 | 1125.2882
| 2052.1187 | 1125.2882
| 2052.0616 | 1125.2882
| 2052.0066 | 1125.2882
| 2051.9603 | 1125.2882
| 2051.9071 | 1125.2882
| 2051.8812 | 1125.2882
| 2051.827 | 1125.2882
| 2051.7572 | 1125.2882
| 2051.6921 | 1125.2882
| 2051.616 | 1125.2882
| 2051.5668 | 1125.2882
| 2051.52 | 1125.2882
| 2051.4786 | 1125.2882
| 2051.4311 | 1125.2882
| 2051.3668 | 1125.2882
| 2051.2994 | 1125.2882
| 2051.2445 | 1125.2882
| 2051.2014 | 1125.2882
| 2051.1579 | 1125.2882
| 2051.0864 | 1125.2882
| 2051.0526 | 1125.2882
| 2050.9977 | 1125.2882
| 2050.9335 | 1125.2882
| 2050.8581 | 1125.2882
| 2050.8146 | 1125.2882
| 2050.744 | 1125.2882
| 2050.6835 | 1125.2882
| 2050.5744 | 1125.2882
| 2050.5493 | 1125.2882
| 2050.482 | 1125.2882
| 2050.4437 | 1125.2882
| 2050.3873 | 1125.2882
| 2050.3297 | 1125.2882
| 2050.29 | 1125.2882
| 2050.2249 | 1125.2882
| 2050.1363 | 1125.2882
| 2050.0503 | 1125.2882
| 2049.9981 | 1125.2882
| 2049.9672 | 1125.2882
| 2049.9012 | 1125.2882
| 2049.8619 | 1125.2882
| 2049.7913 | 1125.2882
| 2049.7401 | 1125.2882
| 2049.7043 | 1125.2882
| 2049.6361 | 1125.2882
| 2049.6016 | 1125.2882
| 2049.5237 | 1125.2882
| 2049.4876 | 1125.2882
| 2049.4224 | 1125.2882
| 2049.3332 | 1125.2882
| 2049.2919 | 1125.2882
| 2049.2381 | 1125.2882
| 2049.1774 | 1125.2882
| 2049.1122 | 1125.2882
| 2049.0447 | 1125.2882
| 2049.0058 | 1125.2882
| 2048.9535 | 1125.2882
| 2048.9262 | 1125.2882
| 2048.8593 | 1125.2882
| 2048.7885 | 1125.2882
| 2048.714 | 1125.2882
| 2048.6765 | 1125.2882
| 2048.6095 | 1125.2882
| 2048.5222 | 1125.2882
| 2048.4509 | 1125.2882
| 2048.4074 | 1125.2882
| 2048.3623 | 1125.2882
| 2048.3158 | 1125.2882
| 2048.2516 | 1125.2882
| 2048.2153 | 1125.2882
| 2048.126 | 1125.2882
| 2048.0642 | 1125.2882
| 2048.0134 | 1125.2882
| 2047.9541 | 1125.2882
| 2047.8922 | 1125.2882
| 2047.85 | 1125.2882
| 2047.7497 | 1125.2882
| 2047.7136 | 1125.2882
| 2047.6737 | 1125.2882
| 2047.6022 | 1125.2882
| 2047.5433 | 1125.2882
| 2047.4798 | 1125.2882
| 2047.4272 | 1125.2882
| 2047.3813 | 1125.2882
| 2047.3115 | 1125.2882
| 2047.2694 | 1125.2882
| 2047.2319 | 1125.2882
| 2047.1909 | 1125.2882
| 2047.1265 | 1125.2882
| 2047.0601 | 1125.2882
| 2047.0154 | 1125.2882
| 2046.9856 | 1125.2882
| 2046.9129 | 1125.2882
| 2046.842 | 1125.2882
| 2046.7801 | 1125.2882
| 2046.7017 | 1125.2882
| 2046.6591 | 1125.2882
| 2046.624 | 1125.2882
| 2046.5802 | 1125.2882
| 2046.52 | 1125.2882
| 2046.463 | 1125.2882
| 2046.4075 | 1125.2882
| 2046.3415 | 1125.2882
| 2046.2845 | 1125.2882
| 2046.2189 | 1125.2882
| 2046.1485 | 1125.2882
| 2046.0876 | 1125.2882
| 2046.0424 | 1125.2882
| 2045.9646 | 1125.2882
| 2045.9 | 1125.2882
| 2045.8493 | 1125.2882
| 2045.8001 | 1125.2882
| 2045.7178 | 1125.2882
| 2045.6767 | 1125.2882
| 2045.6276 | 1125.2882
| 2045.5627 | 1125.2882
| 2045.5171 | 1125.2882
| 2045.4807 | 1125.2882
| 2045.4152 | 1125.2882
| 2045.3861 | 1125.2882
| 2045.35 | 1125.2882
| 2045.2894 | 1125.2882
| 2045.2473 | 1125.2882
| 2045.1741 | 1125.2882
| 2045.1384 | 1125.2882
| 2045.0925 | 1125.2882
| 2045.0421 | 1125.2882
| 2045.0017 | 1125.2882
| 2044.9381 | 1125.2882
| 2044.8999 | 1125.2882
| 2044.8492 | 1125.2882
| 2044.7827 | 1125.2882
| 2044.7291 | 1125.2882
| 2044.6768 | 1125.2882
| 2044.626 | 1125.2882
| 2044.5831 | 1125.2882
| 2044.546 | 1125.2882
| 2044.4908 | 1125.2882
| 2044.4397 | 1125.2882
| 2044.3993 | 1125.2882
| 2044.3416 | 1125.2882
| 2044.3038 | 1125.2882
| 2044.2659 | 1125.2882
| 2044.1941 | 1125.2882
| 2044.1462 | 1125.2882
| 2044.0894 | 1125.2882
| 2044.0409 | 1125.2882
| 2043.979 | 1125.2882
| 2043.9455 | 1125.2882
| 2043.8918 | 1125.2882
| 2043.8244 | 1125.2882
| 2043.7487 | 1125.2882
| 2043.6823 | 1125.2882
| 2043.6022 | 1125.2882
| 2043.5435 | 1125.2882
| 2043.5016 | 1125.2882
| 2043.4134 | 1125.2882
| 2043.348 | 1125.2882
| 2043.3093 | 1125.2882
| 2043.2542 | 1125.2882
| 2043.2008 | 1125.2882
| 2043.1678 | 1125.2882
| 2043.1081 | 1125.2882
| 2043.0517 | 1125.2882
| 2042.981 | 1125.2882
| 2042.8932 | 1125.2882
| 2042.8427 | 1125.2882
| 2042.8003 | 1125.2882
| 2042.7452 | 1125.2882
| 2042.6463 | 1125.2882
| 2042.5991 | 1125.2882
| 2042.5548 | 1125.2882
| 2042.5069 | 1125.2882
| 2042.4345 | 1125.2882
| 2042.3688 | 1125.2882
| 2042.3437 | 1125.2882
| 2042.2945 | 1125.2882
| 2042.2655 | 1125.2882
| 2042.2047 | 1125.2882
| 2042.1612 | 1125.2882
| 2042.087 | 1125.2882
| 2042.0375 | 1125.2882
| 2041.9906 | 1125.2882
| 2041.9446 | 1125.2882
| 2041.9044 | 1125.2882
| 2041.8136 | 1125.2882
| 2041.7284 | 1125.2882
| 2041.6949 | 1125.2882
| 2041.6634 | 1125.2882
| 2041.6329 | 1125.2882
| 2041.5469 | 1125.2882
| 2041.4855 | 1125.2882
| 2041.4329 | 1125.2882
| 2041.3647 | 1125.2882
| 2041.3177 | 1125.2882
| 2041.2631 | 1125.2882
| 2041.1723 | 1125.2882
| 2041.116 | 1125.2882
| 2041.0381 | 1125.2882
| 2040.9879 | 1125.2882
| 2040.9303 | 1125.2882
| 2040.9049 | 1125.2882
| 2040.875 | 1125.2882
| 2040.8213 | 1125.2882
| 2040.7796 | 1125.2882
| 2040.7578 | 1125.2882
| 2040.7097 | 1125.2882
| 2040.6522 | 1125.2882
| 2040.6071 | 1125.2882
| 2040.5738 | 1125.2882
| 2040.5156 | 1125.2882
| 2040.4594 | 1125.2882
| 2040.4124 | 1125.2882
| 2040.3687 | 1125.2882
| 2040.3201 | 1125.2882
| 2040.2718 | 1125.2882
| 2040.2106 | 1125.2882
| 2040.1519 | 1125.2882
| 2040.0925 | 1125.2882
| 2040.0219 | 1125.2882
| 2039.9492 | 1125.2882
| 2039.903 | 1125.2882
| 2039.8569 | 1125.2882
| 2039.8182 | 1125.2882
| 2039.7733 | 1125.2882
| 2039.7215 | 1125.2882
| 2039.6881 | 1125.2882
| 2039.6072 | 1125.2882
| 2039.5554 | 1125.2882
| 2039.5124 | 1125.2882
| 2039.4667 | 1125.2882
| 2039.4243 | 1125.2882
| 2039.3522 | 1125.2882
| 2039.2942 | 1125.2882
| 2039.2546 | 1125.2882
| 2039.2009 | 1125.2882
| 2039.1644 | 1125.2882
| 2039.1122 | 1125.2882
| 2039.0566 | 1125.2882
| 2039.0205 | 1125.2882
| 2038.9453 | 1125.2882
| 2038.8613 | 1125.2882
| 2038.7826 | 1125.2882
| 2038.7517 | 1125.2882
| 2038.7011 | 1125.2882
| 2038.6639 | 1125.2882
| 2038.6325 | 1125.2882
| 2038.5464 | 1125.2882
| 2038.4712 | 1125.2882
| 2038.4037 | 1125.2882
| 2038.3206 | 1125.2882
| 2038.2424 | 1125.2882
| 2038.1954 | 1125.2882
| 2038.1381 | 1125.2882
| 2038.1183 | 1125.2882
| 2038.0751 | 1125.2882
| 2038.0208 | 1125.2882
| 2037.972 | 1125.2882
| 2037.8941 | 1125.2882
| 2037.8521 | 1125.2882
| 2037.809 | 1125.2882
| 2037.7597 | 1125.2882
| 2037.736 | 1125.2882
| 2037.6769 | 1125.2882
| 2037.6515 | 1125.2882
| 2037.61 | 1125.2882
| 2037.5431 | 1125.2882
| 2037.483 | 1125.2882
| 2037.4216 | 1125.2882
| 2037.3796 | 1125.2882
| 2037.3482 | 1125.2882
| 2037.29 | 1125.2882
| 2037.2488 | 1125.2882
| 2037.1988 | 1125.2882
| 2037.155 | 1125.2882
| 2037.0825 | 1125.2882
| 2037.0284 | 1125.2882
| 2036.9741 | 1125.2882
| 2036.9002 | 1125.2882
| 2036.8242 | 1125.2882
| 2036.7821 | 1125.2882
| 2036.7385 | 1125.2882
| 2036.67 | 1125.2882
| 2036.6453 | 1125.2882
| 2036.5877 | 1125.2882
| 2036.5542 | 1125.2882
| 2036.501 | 1125.2882
| 2036.4407 | 1125.2882
| 2036.399 | 1125.2882
| 2036.3479 | 1125.2882
| 2036.3031 | 1125.2882
| 2036.2592 | 1125.2882
| 2036.2048 | 1125.2882
| 2036.1546 | 1125.2882
| 2036.0959 | 1125.2882
| 2036.037 | 1125.2882
| 2035.9963 | 1125.2882
| 2035.9549 | 1125.2882
| 2035.9036 | 1125.2882
| 2035.8476 | 1125.2882
| 2035.805 | 1125.2882
| 2035.7267 | 1125.2882
| 2035.6698 | 1125.2882
| 2035.6238 | 1125.2882
| 2035.5663 | 1125.2882
| 2035.5293 | 1125.2882
| 2035.4847 | 1125.2882
| 2035.4488 | 1125.2882
| 2035.4174 | 1125.2882
| 2035.3687 | 1125.2882
| 2035.3385 | 1125.2882
| 2035.2943 | 1125.2882
| 2035.2605 | 1125.2882
| 2035.1916 | 1125.2882
| 2035.1403 | 1125.2882
| 2035.0825 | 1125.2882
| 2035.035 | 1125.2882
| 2034.9866 | 1125.2882
| 2034.9415 | 1125.2882
| 2034.9201 | 1125.2882
| 2034.8598 | 1125.2882
| 2034.807 | 1125.2882
| 2034.7692 | 1125.2882
| 2034.7256 | 1125.2882
| 2034.6892 | 1125.2882
| 2034.6242 | 1125.2882
| 2034.5719 | 1125.2882
| 2034.5129 | 1125.2882
| 2034.4717 | 1125.2882
| 2034.4239 | 1125.2882
| 2034.3692 | 1125.2882
| 2034.3024 | 1125.2882
| 2034.2544 | 1125.2882
| 2034.2234 | 1125.2882
| 2034.1702 | 1125.2882
| 2034.1246 | 1125.2882
| 2034.0552 | 1125.2882
| 2033.99 | 1125.2882
| 2033.9712 | 1125.2882
| 2033.9359 | 1125.2882
| 2033.8978 | 1125.2882
| 2033.8572 | 1125.2882
| 2033.8045 | 1125.2882
| 2033.7406 | 1125.2882
| 2033.6942 | 1125.2882
| 2033.653 | 1125.2882
| 2033.5975 | 1125.2882
| 2033.543 | 1125.2882
| 2033.488 | 1125.2882
| 2033.4276 | 1125.2882
| 2033.388 | 1125.2882
| 2033.3367 | 1125.2882
| 2033.293 | 1125.2882
| 2033.2464 | 1125.2882
| 2033.1954 | 1125.2882
| 2033.1482 | 1125.2882
| 2033.1085 | 1125.2882
| 2033.0567 | 1125.2882
| 2033.0043 | 1125.2882
| 2032.9524 | 1125.2882
| 2032.9002 | 1125.2882
| 2032.873 | 1125.2882
| 2032.8228 | 1125.2882
| 2032.7643 | 1125.2882
| 2032.7142 | 1125.2882
| 2032.6738 | 1125.2882
| 2032.6389 | 1125.2882
| 2032.6029 | 1125.2882
| 2032.5128 | 1125.2882
| 2032.4416 | 1125.2882
| 2032.4008 | 1125.2882
| 2032.3413 | 1125.2882
| 2032.2971 | 1125.2882
| 2032.2194 | 1125.2882
| 2032.171 | 1125.2882
| 2032.128 | 1125.2882
| 2032.0814 | 1125.2882
| 2032.0242 | 1125.2882
| 2031.9609 | 1125.2882
| 2031.9089 | 1125.2882
| 2031.8749 | 1125.2882
| 2031.8277 | 1125.2882
| 2031.7583 | 1125.2882
| 2031.7275 | 1125.2882
| 2031.6885 | 1125.2882
| 2031.6405 | 1125.2882
| 2031.6036 | 1125.2882
| 2031.5338 | 1125.2882
| 2031.4663 | 1125.2882
| 2031.4249 | 1125.2882
| 2031.3758 | 1125.2882
| 2031.3179 | 1125.2882
| 2031.2652 | 1125.2882
| 2031.2077 | 1125.2882
| 2031.1598 | 1125.2882
| 2031.098 | 1125.2882
| 2031.036 | 1125.2882
| 2030.974 | 1125.2882
| 2030.9296 | 1125.2882
| 2030.8841 | 1125.2882
| 2030.8167 | 1125.2882
| 2030.7762 | 1125.2882
| 2030.687 | 1125.2882
| 2030.6332 | 1125.2882
| 2030.5873 | 1125.2882
| 2030.5192 | 1125.2882
| 2030.476 | 1125.2882
| 2030.4009 | 1125.2882
| 2030.343 | 1125.2882
| 2030.2861 | 1125.2882
| 2030.2254 | 1125.2882
| 2030.1045 | 1125.2882
| 2030.0475 | 1125.2882
| 2029.9979 | 1125.2882
| 2029.965 | 1125.2882
| 2029.9058 | 1125.2882
| 2029.8556 | 1125.2882
| 2029.7797 | 1125.2882
| 2029.6928 | 1125.2882
| 2029.648 | 1125.2882
| 2029.5808 | 1125.2882
| 2029.5564 | 1125.2882
| 2029.487 | 1125.2882
| 2029.4389 | 1125.2882
| 2029.386 | 1125.2882
| 2029.3159 | 1125.2882
| 2029.265 | 1125.2882
| 2029.2097 | 1125.2882
| 2029.1589 | 1125.2882
| 2029.1191 | 1125.2882
| 2029.0827 | 1125.2882
| 2029.0557 | 1125.2882
| 2029.0166 | 1125.2882
| 2028.9394 | 1125.2882
| 2028.8945 | 1125.2882
| 2028.846 | 1125.2882
| 2028.8026 | 1125.2882
| 2028.7127 | 1125.2882
| 2028.6493 | 1125.2882
| 2028.6023 | 1125.2882
| 2028.5636 | 1125.2882
| 2028.5434 | 1125.2882
| 2028.4763 | 1125.2882
| 2028.4353 | 1125.2882
| 2028.3688 | 1125.2882
| 2028.294 | 1125.2882
| 2028.2237 | 1125.2882
| 2028.1889 | 1125.2882
| 2028.1482 | 1125.2882
| 2028.1151 | 1125.2882
| 2028.0568 | 1125.2882
| 2027.965 | 1125.2882
| 2027.9231 | 1125.2882
| 2027.8843 | 1125.2882
| 2027.8531 | 1125.2882
| 2027.8109 | 1125.2882
| 2027.7555 | 1125.2882
| 2027.6746 | 1125.2882
| 2027.6229 | 1125.2882
| 2027.5542 | 1125.2882
| 2027.5225 | 1125.2882
| 2027.4698 | 1125.2882
| 2027.4219 | 1125.2882
| 2027.3699 | 1125.2882
| 2027.3104 | 1125.2882
| 2027.2539 | 1125.2882
| 2027.208 | 1125.2882
| 2027.1505 | 1125.2882
| 2027.0874 | 1125.2882
| 2027.0355 | 1125.2882
| 2027.0008 | 1125.2882
| 2026.9392 | 1125.2882
| 2026.8738 | 1125.2882
| 2026.8228 | 1125.2882
| 2026.7818 | 1125.2882
| 2026.7 | 1125.2882
| 2026.6632 | 1125.2882
| 2026.602 | 1125.2882
| 2026.5402 | 1125.2882
| 2026.5033 | 1125.2882
| 2026.428 | 1125.2882
| 2026.3695 | 1125.2882
| 2026.3113 | 1125.2882
| 2026.2452 | 1125.2882
| 2026.2002 | 1125.2882
| 2026.1481 | 1125.2882
| 2026.1103 | 1125.2882
| 2026.0397 | 1125.2882
| 2026.0054 | 1125.2882
| 2025.9482 | 1125.2882
| 2025.9064 | 1125.2882
| 2025.8617 | 1125.2882
| 2025.8211 | 1125.2882
| 2025.7571 | 1125.2882
| 2025.7086 | 1125.2882
| 2025.6537 | 1125.2882
| 2025.5954 | 1125.2882
| 2025.5401 | 1125.2882
| 2025.469 | 1125.2882
| 2025.4349 | 1125.2882
| 2025.4092 | 1125.2882
| 2025.3608 | 1125.2882
| 2025.33 | 1125.2882
| 2025.2948 | 1125.2882
| 2025.2249 | 1125.2882
| 2025.1751 | 1125.2882
| 2025.1396 | 1125.2882
| 2025.0963 | 1125.2882
| 2025.0328 | 1125.2882
| 2024.9819 | 1125.2882
| 2024.9136 | 1125.2882
| 2024.8707 | 1125.2882
| 2024.8417 | 1125.2882
| 2024.7904 | 1125.2882
| 2024.7324 | 1125.2882
| 2024.6885 | 1125.2882
| 2024.6367 | 1125.2882
| 2024.588 | 1125.2882
| 2024.5247 | 1125.2882
| 2024.4635 | 1125.2882
| 2024.3959 | 1125.2882
| 2024.3163 | 1125.2882
| 2024.2704 | 1125.2882
| 2024.2272 | 1125.2882
| 2024.1798 | 1125.2882
| 2024.1385 | 1125.2882
| 2024.0965 | 1125.2882
| 2024.0695 | 1125.2882
| 2024.0267 | 1125.2882
| 2023.9759 | 1125.2882
| 2023.9205 | 1125.2882
| 2023.8695 | 1125.2882
| 2023.8324 | 1125.2882
| 2023.7871 | 1125.2882
| 2023.7293 | 1125.2882
| 2023.6131 | 1125.2882
| 2023.5466 | 1125.2882
| 2023.5072 | 1125.2882
| 2023.4519 | 1125.2882
| 2023.3864 | 1125.2882
| 2023.311 | 1125.2882
| 2023.2711 | 1125.2882
| 2023.2148 | 1125.2882
| 2023.1498 | 1125.2882
| 2023.0822 | 1125.2882
| 2023.0227 | 1125.2882
| 2022.9924 | 1125.2882
| 2022.9566 | 1125.2882
| 2022.9197 | 1125.2882
| 2022.8768 | 1125.2882
| 2022.833 | 1125.2882
| 2022.8007 | 1125.2882
| 2022.7373 | 1125.2882
| 2022.7002 | 1125.2882
| 2022.6386 | 1125.2882
| 2022.5883 | 1125.2882
| 2022.5449 | 1125.2882
| 2022.4663 | 1125.2882
| 2022.4063 | 1125.2882
| 2022.3377 | 1125.2882
| 2022.2784 | 1125.2882
| 2022.2274 | 1125.2882
| 2022.1465 | 1125.2882
| 2022.0861 | 1125.2882
| 2022.0434 | 1125.2882
| 2021.9933 | 1125.2882
| 2021.9543 | 1125.2882
| 2021.9086 | 1125.2882
| 2021.85 | 1125.2882
| 2021.8002 | 1125.2882
| 2021.739 | 1125.2882
| 2021.6712 | 1125.2882
| 2021.6406 | 1125.2882
| 2021.5881 | 1125.2882
| 2021.5467 | 1125.2882
| 2021.4857 | 1125.2882
| 2021.3939 | 1125.2882
| 2021.3497 | 1125.2882
| 2021.2818 | 1125.2882
| 2021.216 | 1125.2882
| 2021.1845 | 1125.2882
| 2021.1374 | 1125.2882
| 2021.1028 | 1125.2882
| 2021.0531 | 1125.2882
| 2021.0092 | 1125.2882
| 2020.9608 | 1125.2882
| 2020.8979 | 1125.2882
| 2020.8344 | 1125.2882
| 2020.769 | 1125.2882
| 2020.7366 | 1125.2882
| 2020.6656 | 1125.2882
| 2020.6102 | 1125.2882
| 2020.5656 | 1125.2882
| 2020.5128 | 1125.2882
| 2020.4764 | 1125.2882
| 2020.4311 | 1125.2882
| 2020.3995 | 1125.2882
| 2020.3554 | 1125.2882
| 2020.2983 | 1125.2882
| 2020.2508 | 1125.2882
| 2020.2235 | 1125.2882
| 2020.1903 | 1125.2882
| 2020.1398 | 1125.2882
| 2020.0978 | 1125.2882
| 2020.0528 | 1125.2882
| 2020.0048 | 1125.2882
| 2019.9369 | 1125.2882
| 2019.9067 | 1125.2882
| 2019.8634 | 1125.2882
| 2019.8196 | 1125.2882
| 2019.7774 | 1125.2882
| 2019.7321 | 1125.2882
| 2019.6966 | 1125.2882
| 2019.6496 | 1125.2882
| 2019.5925 | 1125.2882
| 2019.5306 | 1125.2882
| 2019.4708 | 1125.2882
| 2019.4224 | 1125.2882
| 2019.3799 | 1125.2882
| 2019.3256 | 1125.2882
| 2019.2632 | 1125.2882
| 2019.2213 | 1125.2882
| 2019.1834 | 1125.2882
| 2019.1517 | 1125.2882
| 2019.0952 | 1125.2882
| 2019.0624 | 1125.2882
| 2019.0295 | 1125.2882
| 2018.9854 | 1125.2882
| 2018.949 | 1125.2882
| 2018.9177 | 1125.2882
| 2018.8732 | 1125.2882
| 2018.827 | 1125.2882
| 2018.768 | 1125.2882
| 2018.723 | 1125.2882
| 2018.6994 | 1125.2882
| 2018.6159 | 1125.2882
| 2018.5834 | 1125.2882
| 2018.5264 | 1125.2882
| 2018.4717 | 1125.2882
| 2018.4034 | 1125.2882
| 2018.352 | 1125.2882
| 2018.3027 | 1125.2882
| 2018.2553 | 1125.2882
| 2018.1547 | 1125.2882
| 2018.1006 | 1125.2882
| 2018.0702 | 1125.2882
| 2018.0199 | 1125.2882
| 2017.9765 | 1125.2882
| 2017.9 | 1125.2882
| 2017.8623 | 1125.2882
| 2017.7972 | 1125.2882
| 2017.7443 | 1125.2882
| 2017.6977 | 1125.2882
| 2017.6459 | 1125.2882
| 2017.6017 | 1125.2882
| 2017.5579 | 1125.2882
| 2017.5232 | 1125.2882
| 2017.4702 | 1125.2882
| 2017.411 | 1125.2882
| 2017.3366 | 1125.2882
| 2017.2816 | 1125.2882
| 2017.1989 | 1125.2882
| 2017.1437 | 1125.2882
| 2017.0983 | 1125.2882
| 2017.0502 | 1125.2882
| 2016.9537 | 1125.2882
| 2016.9267 | 1125.2882
| 2016.8942 | 1125.2882
| 2016.833 | 1125.2882
| 2016.7841 | 1125.2882
| 2016.7348 | 1125.2882
| 2016.6991 | 1125.2882
| 2016.6621 | 1125.2882
| 2016.6079 | 1125.2882
| 2016.5544 | 1125.2882
| 2016.5307 | 1125.2882
| 2016.4685 | 1125.2882
| 2016.3962 | 1125.2882
| 2016.3402 | 1125.2882
| 2016.2896 | 1125.2882
| 2016.2438 | 1125.2882
| 2016.2026 | 1125.2882
| 2016.1278 | 1125.2882
| 2016.0598 | 1125.2882
| 2015.9968 | 1125.2882
| 2015.9305 | 1125.2882
| 2015.8322 | 1125.2882
| 2015.7965 | 1125.2882
| 2015.7313 | 1125.2882
| 2015.6659 | 1125.2882
| 2015.6206 | 1125.2882
| 2015.5589 | 1125.2882
| 2015.5002 | 1125.2882
| 2015.4283 | 1125.2882
| 2015.3647 | 1125.2882
| 2015.334 | 1125.2882
| 2015.2901 | 1125.2882
| 2015.2657 | 1125.2882
| 2015.2058 | 1125.2882
| 2015.1645 | 1125.2882
| 2015.1379 | 1125.2882
| 2015.0944 | 1125.2882
| 2015.0584 | 1125.2882
| 2015.0195 | 1125.2882
| 2014.9613 | 1125.2882
| 2014.8936 | 1125.2882
| 2014.8534 | 1125.2882
| 2014.7933 | 1125.2882
| 2014.7394 | 1125.2882
| 2014.7016 | 1125.2882
| 2014.6483 | 1125.2882
| 2014.6016 | 1125.2882
| 2014.538 | 1125.2882
| 2014.4677 | 1125.2882
| 2014.416 | 1125.2882
| 2014.3785 | 1125.2882
| 2014.3104 | 1125.2882
| 2014.2687 | 1125.2882
| 2014.2353 | 1125.2882
| 2014.181 | 1125.2882
| 2014.1238 | 1125.2882
| 2014.0738 | 1125.2882
| 2014.0249 | 1125.2882
| 2013.9577 | 1125.2882
| 2013.9044 | 1125.2882
| 2013.8568 | 1125.2882
| 2013.781 | 1125.2882
| 2013.7442 | 1125.2882
| 2013.6812 | 1125.2882
| 2013.6435 | 1125.2882
| 2013.6102 | 1125.2882
| 2013.5749 | 1125.2882
| 2013.5445 | 1125.2882
| 2013.5112 | 1125.2882
| 2013.4533 | 1125.2882
| 2013.4168 | 1125.2882
| 2013.3834 | 1125.2882
| 2013.2994 | 1125.2882
| 2013.269 | 1125.2882
| 2013.2264 | 1125.2882
| 2013.18 | 1125.2882
| 2013.1342 | 1125.2882
| 2013.0641 | 1125.2882
| 2012.9907 | 1125.2882
| 2012.9442 | 1125.2882
| 2012.9071 | 1125.2882
| 2012.8534 | 1125.2882
| 2012.7911 | 1125.2882
| 2012.7576 | 1125.2882
| 2012.7246 | 1125.2882
| 2012.681 | 1125.2882
| 2012.6243 | 1125.2882
| 2012.573 | 1125.2882
| 2012.5412 | 1125.2882
| 2012.5093 | 1125.2882
| 2012.4791 | 1125.2882
| 2012.4353 | 1125.2882
| 2012.376 | 1125.2882
| 2012.3372 | 1125.2882
| 2012.2969 | 1125.2882
| 2012.2398 | 1125.2882
| 2012.1884 | 1125.2882
| 2012.139 | 1125.2882
| 2012.0801 | 1125.2882
| 2012.0501 | 1125.2882
| 2012.013 | 1125.2882
| 2011.9592 | 1125.2882
| 2011.8848 | 1125.2882
| 2011.8236 | 1125.2882
| 2011.7736 | 1125.2882
| 2011.7244 | 1125.2882
| 2011.6805 | 1125.2882
| 2011.6089 | 1125.2882
| 2011.5686 | 1125.2882
| 2011.5312 | 1125.2882
| 2011.4548 | 1125.2882
| 2011.3977 | 1125.2882
| 2011.3798 | 1125.2882
| 2011.3408 | 1125.2882
| 2011.2844 | 1125.2882
| 2011.2315 | 1125.2882
| 2011.1809 | 1125.2882
| 2011.1346 | 1125.2882
| 2011.0915 | 1125.2882
| 2011.0332 | 1125.2882
| 2010.9966 | 1125.2882
| 2010.9481 | 1125.2882
| 2010.9014 | 1125.2882
| 2010.8493 | 1125.2882
| 2010.7872 | 1125.2882
| 2010.7314 | 1125.2882
| 2010.6736 | 1125.2882
| 2010.6192 | 1125.2882
| 2010.5781 | 1125.2882
| 2010.5202 | 1125.2882
| 2010.4805 | 1125.2882
| 2010.4428 | 1125.2882
| 2010.3819 | 1125.2882
| 2010.3443 | 1125.2882
| 2010.2912 | 1125.2882
| 2010.2357 | 1125.2882
| 2010.1854 | 1125.2882
| 2010.1343 | 1125.2882
| 2010.0712 | 1125.2882
| 2010.0087 | 1125.2882
| 2009.9553 | 1125.2882
| 2009.8995 | 1125.2882
| 2009.8597 | 1125.2882
| 2009.8071 | 1125.2882
| 2009.7322 | 1125.2882
| 2009.6835 | 1125.2882
| 2009.6461 | 1125.2882
| 2009.5859 | 1125.2882
| 2009.5409 | 1125.2882
| 2009.4832 | 1125.2882
| 2009.4193 | 1125.2882
| 2009.3598 | 1125.2882
| 2009.3167 | 1125.2882
| 2009.2691 | 1125.2882
| 2009.2121 | 1125.2882
| 2009.1425 | 1125.2882
| 2009.0925 | 1125.2882
| 2009.0531 | 1125.2882
| 2009.0123 | 1125.2882
| 2008.9856 | 1125.2882
| 2008.9261 | 1125.2882
| 2008.8885 | 1125.2882
| 2008.8361 | 1125.2882
| 2008.8042 | 1125.2882
| 2008.7625 | 1125.2882
| 2008.7073 | 1125.2882
| 2008.6279 | 1125.2882
| 2008.5532 | 1125.2882
| 2008.5089 | 1125.2882
| 2008.4594 | 1125.2882
| 2008.4189 | 1125.2882
| 2008.3941 | 1125.2882
| 2008.3589 | 1125.2882
| 2008.265 | 1125.2882
| 2008.2309 | 1125.2882
| 2008.1986 | 1125.2882
| 2008.1548 | 1125.2882
| 2008.1041 | 1125.2882
| 2008.0538 | 1125.2882
| 2008.0123 | 1125.2882
| 2007.9892 | 1125.2882
| 2007.9197 | 1125.2882
| 2007.8663 | 1125.2882
| 2007.8279 | 1125.2882
| 2007.7965 | 1125.2882
| 2007.7584 | 1125.2882
| 2007.7145 | 1125.2882
| 2007.6671 | 1125.2882
| 2007.6128 | 1125.2882
| 2007.5666 | 1125.2882
| 2007.5233 | 1125.2882
| 2007.4685 | 1125.2882
| 2007.4141 | 1125.2882
| 2007.3669 | 1125.2882
| 2007.3176 | 1125.2882
| 2007.2667 | 1125.2882
| 2007.1915 | 1125.2882
| 2007.1452 | 1125.2882
| 2007.0969 | 1125.2882
| 2007.0436 | 1125.2882
| 2006.9857 | 1125.2882
| 2006.9313 | 1125.2882
| 2006.888 | 1125.2882
| 2006.8633 | 1125.2882
| 2006.8171 | 1125.2882
| 2006.7739 | 1125.2882
| 2006.7245 | 1125.2882
| 2006.6491 | 1125.2882
| 2006.5346 | 1125.2882
| 2006.498 | 1125.2882
| 2006.4499 | 1125.2882
| 2006.4028 | 1125.2882
| 2006.3587 | 1125.2882
| 2006.3202 | 1125.2882
| 2006.2764 | 1125.2882
| 2006.214 | 1125.2882
| 2006.1487 | 1125.2882
| 2006.1129 | 1125.2882
| 2006.0779 | 1125.2882
| 2006.0459 | 1125.2882
| 2006.0003 | 1125.2882
| 2005.9316 | 1125.2882
| 2005.8931 | 1125.2882
| 2005.8447 | 1125.2882
| 2005.7913 | 1125.2882
| 2005.7622 | 1125.2882
| 2005.671 | 1125.2882
| 2005.6325 | 1125.2882
| 2005.5833 | 1125.2882
| 2005.5089 | 1125.2882
| 2005.4735 | 1125.2882
| 2005.4405 | 1125.2882
| 2005.3776 | 1125.2882
| 2005.3175 | 1125.2882
| 2005.2751 | 1125.2882
| 2005.2481 | 1125.2882
| 2005.2052 | 1125.2882
| 2005.1763 | 1125.2882
| 2005.1366 | 1125.2882
| 2005.0952 | 1125.2882
| 2005.0748 | 1125.2882
| 2005.0205 | 1125.2882
| 2004.9783 | 1125.2882
| 2004.9291 | 1125.2882
| 2004.8808 | 1125.2882
| 2004.8604 | 1125.2882
| 2004.8128 | 1125.2882
| 2004.7583 | 1125.2882
| 2004.7069 | 1125.2882
| 2004.6466 | 1125.2882
| 2004.6033 | 1125.2882
| 2004.5718 | 1125.2882
| 2004.5357 | 1125.2882
| 2004.4773 | 1125.2882
| 2004.4154 | 1125.2882
| 2004.3643 | 1125.2882
| 2004.3223 | 1125.2882
| 2004.2691 | 1125.2882
| 2004.2014 | 1125.2882
| 2004.1631 | 1125.2882
| 2004.0854 | 1125.2882
| 2004.0407 | 1125.2882
| 2004.006 | 1125.2882
| 2003.9516 | 1125.2882
| 2003.8905 | 1125.2882
| 2003.8581 | 1125.2882
| 2003.7916 | 1125.2882
| 2003.7362 | 1125.2882
| 2003.7079 | 1125.2882
| 2003.6645 | 1125.2882
| 2003.6184 | 1125.2882
| 2003.5498 | 1125.2882
| 2003.4989 | 1125.2882
| 2003.4348 | 1125.2882
| 2003.3879 | 1125.2882
| 2003.3245 | 1125.2882
| 2003.286 | 1125.2882
| 2003.2532 | 1125.2882
| 2003.204 | 1125.2882
| 2003.1838 | 1125.2882
| 2003.1359 | 1125.2882
| 2003.0865 | 1125.2882
| 2003.0178 | 1125.2882
| 2002.9765 | 1125.2882
| 2002.8828 | 1125.2882
| 2002.8057 | 1125.2882
| 2002.7287 | 1125.2882
| 2002.6904 | 1125.2882
| 2002.6459 | 1125.2882
| 2002.605 | 1125.2882
| 2002.5642 | 1125.2882
| 2002.5286 | 1125.2882
| 2002.4804 | 1125.2882
| 2002.4138 | 1125.2882
| 2002.3388 | 1125.2882
| 2002.2832 | 1125.2882
| 2002.1964 | 1125.2882
| 2002.1585 | 1125.2882
| 2002.0982 | 1125.2882
| 2002.0605 | 1125.2882
| 2002.0284 | 1125.2882
| 2001.9789 | 1125.2882
| 2001.8965 | 1125.2882
| 2001.86 | 1125.2882
| 2001.8321 | 1125.2882
| 2001.7886 | 1125.2882
| 2001.762 | 1125.2882
| 2001.6932 | 1125.2882
| 2001.6342 | 1125.2882
| 2001.5771 | 1125.2882
| 2001.5373 | 1125.2882
| 2001.4803 | 1125.2882
| 2001.4437 | 1125.2882
| 2001.3818 | 1125.2882
| 2001.3438 | 1125.2882
| 2001.301 | 1125.2882
| 2001.25 | 1125.2882
| 2001.2103 | 1125.2882
| 2001.1678 | 1125.2882
| 2001.1131 | 1125.2882
| 2001.0311 | 1125.2882
| 2001.0001 | 1125.2882
| 2000.9433 | 1125.2882
| 2000.8854 | 1125.2882
| 2000.8456 | 1125.2882
| 2000.8003 | 1125.2882
| 2000.7506 | 1125.2882
| 2000.6987 | 1125.2882
| 2000.6535 | 1125.2882
| 2000.604 | 1125.2882
| 2000.5588 | 1125.2882
| 2000.518 | 1125.2882
| 2000.4677 | 1125.2882
| 2000.4136 | 1125.2882
| 2000.3636 | 1125.2882
| 2000.3284 | 1125.2882
| 2000.289 | 1125.2882
| 2000.243 | 1125.2882
| 2000.188 | 1125.2882
| 2000.1454 | 1125.2882
| 2000.0987 | 1125.2882
| 2000.0629 | 1125.2882
| 2000.024 | 1125.2882
| 1999.9814 | 1125.2882
| 1999.9432 | 1125.2882
| 1999.8735 | 1125.2882
| 1999.8326 | 1125.2882
| 1999.7935 | 1125.2882
| 1999.7171 | 1125.2882
| 1999.6663 | 1125.2882
| 1999.6162 | 1125.2882
| 1999.5683 | 1125.2882
| 1999.544 | 1125.2882
| 1999.4707 | 1125.2882
| 1999.4119 | 1125.2882
| 1999.3662 | 1125.2882
| 1999.3062 | 1125.2882
| 1999.2808 | 1125.2882
| 1999.2458 | 1125.2882
| 1999.2036 | 1125.2882
| 1999.1319 | 1125.2882
| 1999.0903 | 1125.2882
| 1999.039 | 1125.2882
| 1998.9917 | 1125.2882
| 1998.9269 | 1125.2882
| 1998.878 | 1125.2882
| 1998.8171 | 1125.2882
| 1998.7606 | 1125.2882
| 1998.725 | 1125.2882
| 1998.6743 | 1125.2882
| 1998.627 | 1125.2882
| 1998.5705 | 1125.2882
| 1998.5216 | 1125.2882
| 1998.4713 | 1125.2882
| 1998.4132 | 1125.2882
| 1998.3396 | 1125.2882
| 1998.2951 | 1125.2882
| 1998.2496 | 1125.2882
| 1998.2208 | 1125.2882
| 1998.1526 | 1125.2882
| 1998.1097 | 1125.2882
| 1998.0787 | 1125.2882
| 1998.0095 | 1125.2882
| 1997.9626 | 1125.2882
| 1997.9278 | 1125.2882
| 1997.8769 | 1125.2882
| 1997.8015 | 1125.2882
| 1997.7632 | 1125.2882
| 1997.7206 | 1125.2882
| 1997.653 | 1125.2882
| 1997.6083 | 1125.2882
| 1997.5607 | 1125.2882
| 1997.5248 | 1125.2882
| 1997.4653 | 1125.2882
| 1997.4331 | 1125.2882
| 1997.3817 | 1125.2882
| 1997.3414 | 1125.2882
| 1997.2845 | 1125.2882
| 1997.2535 | 1125.2882
| 1997.1878 | 1125.2882
| 1997.1525 | 1125.2882
| 1997.0785 | 1125.2882
| 1997.0122 | 1125.2882
| 1996.9718 | 1125.2882
| 1996.928 | 1125.2882
| 1996.8604 | 1125.2882
| 1996.813 | 1125.2882
| 1996.7556 | 1125.2882
| 1996.7018 | 1125.2882
| 1996.6327 | 1125.2882
| 1996.5854 | 1125.2882
| 1996.5445 | 1125.2882
| 1996.5104 | 1125.2882
| 1996.4379 | 1125.2882
| 1996.4014 | 1125.2882
| 1996.3293 | 1125.2882
| 1996.2862 | 1125.2882
| 1996.2513 | 1125.2882
| 1996.1914 | 1125.2882
| 1996.1506 | 1125.2882
| 1996.1174 | 1125.2882
| 1996.0742 | 1125.2882
| 1996.0175 | 1125.2882
| 1995.9797 | 1125.2882
| 1995.9452 | 1125.2882
| 1995.8795 | 1125.2882
| 1995.8478 | 1125.2882
| 1995.7948 | 1125.2882
| 1995.7353 | 1125.2882
| 1995.6896 | 1125.2882
| 1995.6596 | 1125.2882
| 1995.6315 | 1125.2882
| 1995.5849 | 1125.2882
| 1995.5168 | 1125.2882
| 1995.4751 | 1125.2882
| 1995.4199 | 1125.2882
| 1995.3587 | 1125.2882
| 1995.3263 | 1125.2882
| 1995.2663 | 1125.2882
| 1995.2238 | 1125.2882
| 1995.1666 | 1125.2882
| 1995.1195 | 1125.2882
| 1995.0647 | 1125.2882
| 1995.0106 | 1125.2882
| 1994.955 | 1125.2882
| 1994.8972 | 1125.2882
| 1994.8401 | 1125.2882
| 1994.8058 | 1125.2882
| 1994.7796 | 1125.2882
| 1994.7224 | 1125.2882
| 1994.6703 | 1125.2882
| 1994.6178 | 1125.2882
| 1994.5567 | 1125.2882
| 1994.5013 | 1125.2882
| 1994.456 | 1125.2882
| 1994.3963 | 1125.2882
| 1994.3221 | 1125.2882
| 1994.2559 | 1125.2882
| 1994.2071 | 1125.2882
| 1994.138 | 1125.2882
| 1994.0668 | 1125.2882
| 1994.0301 | 1125.2882
| 1993.9921 | 1125.2882
| 1993.9519 | 1125.2882
| 1993.8978 | 1125.2882
| 1993.8688 | 1125.2882
| 1993.8144 | 1125.2882
| 1993.7703 | 1125.2882
| 1993.7114 | 1125.2882
| 1993.658 | 1125.2882
| 1993.6054 | 1125.2882
| 1993.5674 | 1125.2882
| 1993.5169 | 1125.2882
| 1993.4593 | 1125.2882
| 1993.3973 | 1125.2882
| 1993.3518 | 1125.2882
| 1993.3134 | 1125.2882
| 1993.2571 | 1125.2882
| 1993.2229 | 1125.2882
| 1993.1867 | 1125.2882
| 1993.1456 | 1125.2882
| 1993.0616 | 1125.2882
| 1993.0065 | 1125.2882
| 1992.9576 | 1125.2882
| 1992.916 | 1125.2882
| 1992.8679 | 1125.2882
| 1992.8137 | 1125.2882
| 1992.7514 | 1125.2882
| 1992.6826 | 1125.2882
| 1992.6238 | 1125.2882
| 1992.5578 | 1125.2882
| 1992.5226 | 1125.2882
| 1992.463 | 1125.2882
| 1992.4385 | 1125.2882
| 1992.4038 | 1125.2882
| 1992.3632 | 1125.2882
| 1992.3012 | 1125.2882
| 1992.2067 | 1125.2882
| 1992.1251 | 1125.2882
| 1992.0893 | 1125.2882
| 1992.0444 | 1125.2882
| 1992.0003 | 1125.2882
| 1991.9344 | 1125.2882
| 1991.8706 | 1125.2882
| 1991.8238 | 1125.2882
| 1991.7748 | 1125.2882
| 1991.7333 | 1125.2882
| 1991.6791 | 1125.2882
| 1991.6444 | 1125.2882
| 1991.5912 | 1125.2882
| 1991.5418 | 1125.2882
| 1991.4661 | 1125.2882
| 1991.4281 | 1125.2882
| 1991.3826 | 1125.2882
| 1991.3251 | 1125.2882
| 1991.2429 | 1125.2882
| 1991.2105 | 1125.2882
| 1991.1476 | 1125.2882
| 1991.0919 | 1125.2882
| 1991.0295 | 1125.2882
| 1990.9621 | 1125.2882
| 1990.9277 | 1125.2882
| 1990.8906 | 1125.2882
| 1990.8258 | 1125.2882
| 1990.7839 | 1125.2882
| 1990.7299 | 1125.2882
| 1990.688 | 1125.2882
| 1990.6472 | 1125.2882
| 1990.5982 | 1125.2882
| 1990.5471 | 1125.2882
| 1990.5045 | 1125.2882
| 1990.4694 | 1125.2882
| 1990.415 | 1125.2882
| 1990.3688 | 1125.2882
| 1990.3386 | 1125.2882
| 1990.2809 | 1125.2882
| 1990.2262 | 1125.2882
| 1990.1659 | 1125.2882
| 1990.1417 | 1125.2882
| 1990.1084 | 1125.2882
| 1990.048 | 1125.2882
| 1990.022 | 1125.2882
| 1989.9701 | 1125.2882
| 1989.908 | 1125.2882
| 1989.8668 | 1125.2882
| 1989.8208 | 1125.2882
| 1989.786 | 1125.2882
| 1989.7414 | 1125.2882
| 1989.6838 | 1125.2882
| 1989.6387 | 1125.2882
| 1989.5911 | 1125.2882
| 1989.5502 | 1125.2882
| 1989.5055 | 1125.2882
| 1989.4584 | 1125.2882
| 1989.4094 | 1125.2882
| 1989.3625 | 1125.2882
| 1989.3194 | 1125.2882
| 1989.2611 | 1125.2882
| 1989.2157 | 1125.2882
| 1989.1705 | 1125.2882
| 1989.1282 | 1125.2882
| 1989.0802 | 1125.2882
| 1989.0306 | 1125.2882
| 1988.9783 | 1125.2882
| 1988.9333 | 1125.2882
| 1988.8932 | 1125.2882
| 1988.8516 | 1125.2882
| 1988.8189 | 1125.2882
| 1988.7915 | 1125.2882
| 1988.7675 | 1125.2882
| 1988.7321 | 1125.2882
| 1988.6785 | 1125.2882
| 1988.6162 | 1125.2882
| 1988.5642 | 1125.2882
| 1988.4803 | 1125.2882
| 1988.4448 | 1125.2882
| 1988.3984 | 1125.2882
| 1988.3563 | 1125.2882
| 1988.3267 | 1125.2882
| 1988.2963 | 1125.2882
| 1988.2231 | 1125.2882
| 1988.1798 | 1125.2882
| 1988.1319 | 1125.2882
| 1988.1056 | 1125.2882
| 1988.0242 | 1125.2882
| 1987.9709 | 1125.2882
| 1987.9288 | 1125.2882
| 1987.9006 | 1125.2882
| 1987.8569 | 1125.2882
| 1987.7958 | 1125.2882
| 1987.7509 | 1125.2882
| 1987.7006 | 1125.2882
| 1987.66 | 1125.2882
| 1987.6129 | 1125.2882
| 1987.5575 | 1125.2882
| 1987.5029 | 1125.2882
| 1987.4626 | 1125.2882
| 1987.4136 | 1125.2882
| 1987.348 | 1125.2882
| 1987.3159 | 1125.2882
| 1987.2304 | 1125.2882
| 1987.1825 | 1125.2882
| 1987.1319 | 1125.2882
| 1987.0697 | 1125.2882
| 1986.996 | 1125.2882
| 1986.942 | 1125.2882
| 1986.8694 | 1125.2882
| 1986.8082 | 1125.2882
| 1986.7657 | 1125.2882
| 1986.7233 | 1125.2882
| 1986.6619 | 1125.2882
| 1986.5961 | 1125.2882
| 1986.5622 | 1125.2882
| 1986.5343 | 1125.2882
| 1986.4914 | 1125.2882
| 1986.4195 | 1125.2882
| 1986.3719 | 1125.2882
| 1986.3111 | 1125.2882
| 1986.2483 | 1125.2882
| 1986.198 | 1125.2882
| 1986.1763 | 1125.2882
| 1986.1319 | 1125.2882
| 1986.0626 | 1125.2882
| 1985.9973 | 1125.2882
| 1985.9153 | 1125.2882
| 1985.8605 | 1125.2882
| 1985.8248 | 1125.2882
| 1985.7551 | 1125.2882
| 1985.7081 | 1125.2882
| 1985.6497 | 1125.2882
| 1985.6013 | 1125.2882
| 1985.5461 | 1125.2882
| 1985.4905 | 1125.2882
| 1985.448 | 1125.2882
| 1985.4138 | 1125.2882
| 1985.3588 | 1125.2882
| 1985.3087 | 1125.2882
| 1985.2679 | 1125.2882
| 1985.2065 | 1125.2882
| 1985.139 | 1125.2882
| 1985.1066 | 1125.2882
| 1985.045 | 1125.2882
| 1984.9932 | 1125.2882
| 1984.9421 | 1125.2882
| 1984.8766 | 1125.2882
| 1984.8263 | 1125.2882
| 1984.7723 | 1125.2882
| 1984.7302 | 1125.2882
| 1984.6817 | 1125.2882
| 1984.6223 | 1125.2882
| 1984.5736 | 1125.2882
| 1984.5342 | 1125.2882
| 1984.4762 | 1125.2882
| 1984.439 | 1125.2882
| 1984.3912 | 1125.2882
| 1984.3445 | 1125.2882
| 1984.2811 | 1125.2882
| 1984.2504 | 1125.2882
| 1984.1996 | 1125.2882
| 1984.142 | 1125.2882
| 1984.0656 | 1125.2882
| 1983.9923 | 1125.2882
| 1983.9484 | 1125.2882
| 1983.8915 | 1125.2882
| 1983.8565 | 1125.2882
| 1983.798 | 1125.2882
| 1983.7392 | 1125.2882
| 1983.6955 | 1125.2882
| 1983.6443 | 1125.2882
| 1983.5998 | 1125.2882
| 1983.5703 | 1125.2882
| 1983.5362 | 1125.2882
| 1983.4985 | 1125.2882
| 1983.437 | 1125.2882
| 1983.3945 | 1125.2882
| 1983.3689 | 1125.2882
| 1983.3269 | 1125.2882
| 1983.2743 | 1125.2882
| 1983.2233 | 1125.2882
| 1983.1872 | 1125.2882
| 1983.1166 | 1125.2882
| 1983.0756 | 1125.2882
| 1983.017 | 1125.2882
| 1982.9516 | 1125.2882
| 1982.8979 | 1125.2882
| 1982.8685 | 1125.2882
| 1982.8194 | 1125.2882
| 1982.7327 | 1125.2882
| 1982.6744 | 1125.2882
| 1982.6506 | 1125.2882
| 1982.6123 | 1125.2882
| 1982.5605 | 1125.2882
| 1982.48 | 1125.2882
| 1982.4136 | 1125.2882
| 1982.377 | 1125.2882
| 1982.3307 | 1125.2882
| 1982.281 | 1125.2882
| 1982.2356 | 1125.2882
| 1982.1864 | 1125.2882
| 1982.1592 | 1125.2882
| 1982.0941 | 1125.2882
| 1982.03 | 1125.2882
| 1981.9435 | 1125.2882
| 1981.9176 | 1125.2882
| 1981.8756 | 1125.2882
| 1981.8503 | 1125.2882
| 1981.8092 | 1125.2882
| 1981.7581 | 1125.2882
| 1981.7116 | 1125.2882
| 1981.6686 | 1125.2882
| 1981.6283 | 1125.2882
| 1981.5966 | 1125.2882
| 1981.542 | 1125.2882
| 1981.4893 | 1125.2882
| 1981.4541 | 1125.2882
| 1981.3886 | 1125.2882
| 1981.344 | 1125.2882
| 1981.2929 | 1125.2882
| 1981.2264 | 1125.2882
| 1981.1953 | 1125.2882
| 1981.1564 | 1125.2882
| 1981.1154 | 1125.2882
| 1981.0464 | 1125.2882
| 1980.998 | 1125.2882
| 1980.9473 | 1125.2882
| 1980.8737 | 1125.2882
| 1980.835 | 1125.2882
| 1980.781 | 1125.2882
| 1980.7318 | 1125.2882
| 1980.6563 | 1125.2882
| 1980.6116 | 1125.2882
| 1980.5456 | 1125.2882
| 1980.5067 | 1125.2882
| 1980.4652 | 1125.2882
| 1980.3995 | 1125.2882
| 1980.359 | 1125.2882
| 1980.3053 | 1125.2882
| 1980.254 | 1125.2882
| 1980.2175 | 1125.2882
| 1980.1519 | 1125.2882
| 1980.105 | 1125.2882
| 1980.0451 | 1125.2882
| 1979.9977 | 1125.2882
| 1979.9332 | 1125.2882
| 1979.8883 | 1125.2882
| 1979.864 | 1125.2882
| 1979.8237 | 1125.2882
| 1979.7717 | 1125.2882
| 1979.7228 | 1125.2882
| 1979.6778 | 1125.2882
| 1979.6396 | 1125.2882
| 1979.591 | 1125.2882
| 1979.5454 | 1125.2882
| 1979.5037 | 1125.2882
| 1979.4434 | 1125.2882
| 1979.4219 | 1125.2882
| 1979.3739 | 1125.2882
| 1979.3151 | 1125.2882
| 1979.257 | 1125.2882
| 1979.2263 | 1125.2882
| 1979.1856 | 1125.2882
| 1979.1126 | 1125.2882
| 1979.0589 | 1125.2882
| 1978.9972 | 1125.2882
| 1978.9349 | 1125.2882
| 1978.9022 | 1125.2882
| 1978.8578 | 1125.2882
| 1978.8174 | 1125.2882
| 1978.7794 | 1125.2882
| 1978.7042 | 1125.2882
| 1978.6585 | 1125.2882
| 1978.5996 | 1125.2882
| 1978.5436 | 1125.2882
| 1978.5077 | 1125.2882
| 1978.4575 | 1125.2882
| 1978.4114 | 1125.2882
| 1978.3698 | 1125.2882
| 1978.3298 | 1125.2882
| 1978.2886 | 1125.2882
| 1978.2205 | 1125.2882
| 1978.1217 | 1125.2882
| 1978.081 | 1125.2882
| 1978.0135 | 1125.2882
| 1977.9563 | 1125.2882
| 1977.8931 | 1125.2882
| 1977.8087 | 1125.2882
| 1977.7397 | 1125.2882
| 1977.6911 | 1125.2882
| 1977.6549 | 1125.2882
| 1977.601 | 1125.2882
| 1977.5568 | 1125.2882
| 1977.5234 | 1125.2882
| 1977.4977 | 1125.2882
| 1977.4512 | 1125.2882
| 1977.4077 | 1125.2882
| 1977.3765 | 1125.2882
| 1977.2992 | 1125.2882
| 1977.2354 | 1125.2882
| 1977.2107 | 1125.2882
| 1977.1424 | 1125.2882
| 1977.0971 | 1125.2882
| 1977.0629 | 1125.2882
| 1977.0189 | 1125.2882
| 1976.9705 | 1125.2882
| 1976.9287 | 1125.2882
| 1976.8796 | 1125.2882
| 1976.856 | 1125.2882
| 1976.8308 | 1125.2882
| 1976.7986 | 1125.2882
| 1976.7404 | 1125.2882
| 1976.6904 | 1125.2882
| 1976.6444 | 1125.2882
| 1976.5896 | 1125.2882
| 1976.5501 | 1125.2882
| 1976.496 | 1125.2882
| 1976.4507 | 1125.2882
| 1976.3931 | 1125.2882
| 1976.3593 | 1125.2882
| 1976.3099 | 1125.2882
| 1976.2431 | 1125.2882
| 1976.1961 | 1125.2882
| 1976.1619 | 1125.2882
| 1976.105 | 1125.2882
| 1976.0528 | 1125.2882
| 1975.9936 | 1125.2882
| 1975.9124 | 1125.2882
| 1975.8874 | 1125.2882
| 1975.8393 | 1125.2882
| 1975.7792 | 1125.2882
| 1975.7309 | 1125.2882
| 1975.6978 | 1125.2882
| 1975.6567 | 1125.2882
| 1975.5897 | 1125.2882
| 1975.5525 | 1125.2882
| 1975.5021 | 1125.2882
| 1975.4272 | 1125.2882
| 1975.3679 | 1125.2882
| 1975.306 | 1125.2882
| 1975.2597 | 1125.2882
| 1975.1996 | 1125.2882
| 1975.1377 | 1125.2882
| 1975.0852 | 1125.2882
| 1975.0301 | 1125.2882
| 1974.9769 | 1125.2882
| 1974.9373 | 1125.2882
| 1974.8733 | 1125.2882
| 1974.84 | 1125.2882
| 1974.791 | 1125.2882
| 1974.7214 | 1125.2882
| 1974.684 | 1125.2882
| 1974.6305 | 1125.2882
| 1974.5819 | 1125.2882
| 1974.5415 | 1125.2882
| 1974.4847 | 1125.2882
| 1974.4342 | 1125.2882
| 1974.3757 | 1125.2882
| 1974.2867 | 1125.2882
| 1974.2461 | 1125.2882
| 1974.1977 | 1125.2882
| 1974.1307 | 1125.2882
| 1974.0641 | 1125.2882
| 1974.0005 | 1125.2882
| 1973.9567 | 1125.2882
| 1973.904 | 1125.2882
| 1973.8466 | 1125.2882
| 1973.802 | 1125.2882
| 1973.7438 | 1125.2882
| 1973.687 | 1125.2882
| 1973.6217 | 1125.2882
| 1973.5689 | 1125.2882
| 1973.5129 | 1125.2882
| 1973.4313 | 1125.2882
| 1973.3811 | 1125.2882
| 1973.3263 | 1125.2882
| 1973.2611 | 1125.2882
| 1973.2085 | 1125.2882
| 1973.1411 | 1125.2882
| 1973.0954 | 1125.2882
| 1973.0321 | 1125.2882
| 1972.9779 | 1125.2882
| 1972.9427 | 1125.2882
| 1972.9045 | 1125.2882
| 1972.8517 | 1125.2882
| 1972.775 | 1125.2882
| 1972.7226 | 1125.2882
| 1972.6809 | 1125.2882
| 1972.652 | 1125.2882
| 1972.6212 | 1125.2882
| 1972.5908 | 1125.2882
| 1972.5179 | 1125.2882
| 1972.4706 | 1125.2882
| 1972.4308 | 1125.2882
| 1972.3881 | 1125.2882
| 1972.3495 | 1125.2882
| 1972.2887 | 1125.2882
| 1972.2535 | 1125.2882
| 1972.2137 | 1125.2882
| 1972.172 | 1125.2882
| 1972.1246 | 1125.2882
| 1972.0774 | 1125.2882
| 1972.0303 | 1125.2882
| 1971.9688 | 1125.2882
| 1971.9195 | 1125.2882
| 1971.8759 | 1125.2882
| 1971.8332 | 1125.2882
| 1971.7645 | 1125.2882
| 1971.7056 | 1125.2882
| 1971.6649 | 1125.2882
| 1971.6036 | 1125.2882
| 1971.5481 | 1125.2882
| 1971.5002 | 1125.2882
| 1971.4664 | 1125.2882
| 1971.4033 | 1125.2882
| 1971.305 | 1125.2882
| 1971.2511 | 1125.2882
| 1971.182 | 1125.2882
| 1971.1199 | 1125.2882
| 1971.0614 | 1125.2882
| 1971.0283 | 1125.2882
| 1970.9586 | 1125.2882
| 1970.9109 | 1125.2882
| 1970.8729 | 1125.2882
| 1970.8257 | 1125.2882
| 1970.7781 | 1125.2882
| 1970.735 | 1125.2882
| 1970.684 | 1125.2882
| 1970.6272 | 1125.2882
| 1970.5679 | 1125.2882
| 1970.5228 | 1125.2882
| 1970.4797 | 1125.2882
| 1970.4227 | 1125.2882
| 1970.3787 | 1125.2882
| 1970.3157 | 1125.2882
| 1970.2617 | 1125.2882
| 1970.1929 | 1125.2882
| 1970.1538 | 1125.2882
| 1970.0965 | 1125.2882
| 1970.0154 | 1125.2882
| 1969.9715 | 1125.2882
| 1969.8968 | 1125.2882
| 1969.856 | 1125.2882
| 1969.786 | 1125.2882
| 1969.7522 | 1125.2882
| 1969.7019 | 1125.2882
| 1969.6572 | 1125.2882
| 1969.6265 | 1125.2882
| 1969.5706 | 1125.2882
| 1969.5139 | 1125.2882
| 1969.4261 | 1125.2882
| 1969.3705 | 1125.2882
| 1969.3071 | 1125.2882
| 1969.2729 | 1125.2882
| 1969.2121 | 1125.2882
| 1969.1515 | 1125.2882
| 1969.0952 | 1125.2882
| 1969.0505 | 1125.2882
| 1969.0056 | 1125.2882
| 1968.9326 | 1125.2882
| 1968.8813 | 1125.2882
| 1968.8254 | 1125.2882
| 1968.7678 | 1125.2882
| 1968.7124 | 1125.2882
| 1968.6892 | 1125.2882
| 1968.638 | 1125.2882
| 1968.5985 | 1125.2882
| 1968.5537 | 1125.2882
| 1968.502 | 1125.2882
| 1968.4344 | 1125.2882
| 1968.4015 | 1125.2882
| 1968.3358 | 1125.2882
| 1968.3009 | 1125.2882
| 1968.2208 | 1125.2882
| 1968.1722 | 1125.2882
| 1968.1415 | 1125.2882
| 1968.0916 | 1125.2882
| 1968.0379 | 1125.2882
| 1967.9955 | 1125.2882
| 1967.952 | 1125.2882
| 1967.9057 | 1125.2882
| 1967.8647 | 1125.2882
| 1967.8001 | 1125.2882
| 1967.7385 | 1125.2882
| 1967.6995 | 1125.2882
| 1967.6418 | 1125.2882
| 1967.5656 | 1125.2882
| 1967.5073 | 1125.2882
| 1967.4514 | 1125.2882
| 1967.3973 | 1125.2882
| 1967.355 | 1125.2882
| 1967.3258 | 1125.2882
| 1967.2922 | 1125.2882
| 1967.2477 | 1125.2882
| 1967.1928 | 1125.2882
| 1967.1485 | 1125.2882
| 1967.111 | 1125.2882
| 1967.0794 | 1125.2882
| 1967.0029 | 1125.2882
| 1966.9551 | 1125.2882
| 1966.9281 | 1125.2882
| 1966.877 | 1125.2882
| 1966.8417 | 1125.2882
| 1966.7999 | 1125.2882
| 1966.7804 | 1125.2882
| 1966.7355 | 1125.2882
| 1966.6738 | 1125.2882
| 1966.6448 | 1125.2882
| 1966.5879 | 1125.2882
| 1966.5576 | 1125.2882
| 1966.4951 | 1125.2882
| 1966.436 | 1125.2882
| 1966.3868 | 1125.2882
| 1966.3438 | 1125.2882
| 1966.2968 | 1125.2882
| 1966.2467 | 1125.2882
| 1966.1964 | 1125.2882
| 1966.1335 | 1125.2882
| 1966.0713 | 1125.2882
| 1966.0314 | 1125.2882
| 1965.9745 | 1125.2882
| 1965.932 | 1125.2882
| 1965.8964 | 1125.2882
| 1965.8618 | 1125.2882
| 1965.7942 | 1125.2882
| 1965.7342 | 1125.2882
| 1965.6943 | 1125.2882
| 1965.638 | 1125.2882
| 1965.6098 | 1125.2882
| 1965.5495 | 1125.2882
| 1965.4871 | 1125.2882
| 1965.4427 | 1125.2882
| 1965.379 | 1125.2882
| 1965.3223 | 1125.2882
| 1965.2742 | 1125.2882
| 1965.1848 | 1125.2882
| 1965.1308 | 1125.2882
| 1965.0513 | 1125.2882
| 1964.9982 | 1125.2882
| 1964.951 | 1125.2882
| 1964.8826 | 1125.2882
| 1964.8406 | 1125.2882
| 1964.7852 | 1125.2882
| 1964.7562 | 1125.2882
| 1964.701 | 1125.2882
| 1964.6539 | 1125.2882
| 1964.6142 | 1125.2882
| 1964.561 | 1125.2882
| 1964.519 | 1125.2882
| 1964.4535 | 1125.2882
| 1964.4077 | 1125.2882
| 1964.3778 | 1125.2882
| 1964.3464 | 1125.2882
| 1964.2962 | 1125.2882
| 1964.2316 | 1125.2882
| 1964.183 | 1125.2882
| 1964.1534 | 1125.2882
| 1964.0982 | 1125.2882
| 1964.0674 | 1125.2882
| 1964.025 | 1125.2882
| 1963.9932 | 1125.2882
| 1963.9389 | 1125.2882
| 1963.8861 | 1125.2882
| 1963.8319 | 1125.2882
| 1963.7839 | 1125.2882
| 1963.7446 | 1125.2882
| 1963.6923 | 1125.2882
| 1963.6336 | 1125.2882
| 1963.5305 | 1125.2882
| 1963.452 | 1125.2882
| 1963.3878 | 1125.2882
| 1963.3373 | 1125.2882
| 1963.3075 | 1125.2882
| 1963.2164 | 1125.2882
| 1963.1316 | 1125.2882
| 1963.055 | 1125.2882
| 1963.0054 | 1125.2882
| 1962.9351 | 1125.2882
| 1962.8699 | 1125.2882
| 1962.8439 | 1125.2882
| 1962.8116 | 1125.2882
| 1962.7548 | 1125.2882
| 1962.6886 | 1125.2882
| 1962.6307 | 1125.2882
| 1962.5799 | 1125.2882
| 1962.5114 | 1125.2882
| 1962.4602 | 1125.2882
| 1962.4174 | 1125.2882
| 1962.3551 | 1125.2882
| 1962.3162 | 1125.2882
| 1962.2583 | 1125.2882
| 1962.2041 | 1125.2882
| 1962.143 | 1125.2882
| 1962.0949 | 1125.2882
| 1962.0192 | 1125.2882
| 1961.9669 | 1125.2882
| 1961.8834 | 1125.2882
| 1961.825 | 1125.2882
| 1961.7693 | 1125.2882
| 1961.7222 | 1125.2882
| 1961.6539 | 1125.2882
| 1961.5993 | 1125.2882
| 1961.5665 | 1125.2882
| 1961.5302 | 1125.2882
| 1961.4776 | 1125.2882
| 1961.4161 | 1125.2882
| 1961.3648 | 1125.2882
| 1961.2957 | 1125.2882
| 1961.2505 | 1125.2882
| 1961.2083 | 1125.2882
| 1961.1616 | 1125.2882
| 1961.1131 | 1125.2882
| 1961.0381 | 1125.2882
| 1960.9954 | 1125.2882
| 1960.9197 | 1125.2882
| 1960.8709 | 1125.2882
| 1960.8369 | 1125.2882
| 1960.7783 | 1125.2882
| 1960.7289 | 1125.2882
| 1960.6679 | 1125.2882
| 1960.6011 | 1125.2882
| 1960.5698 | 1125.2882
| 1960.5348 | 1125.2882
| 1960.5045 | 1125.2882
| 1960.4685 | 1125.2882
| 1960.4309 | 1125.2882
| 1960.3691 | 1125.2882
| 1960.333 | 1125.2882
| 1960.2619 | 1125.2882
| 1960.2192 | 1125.2882
| 1960.1529 | 1125.2882
| 1960.119 | 1125.2882
| 1960.0755 | 1125.2882
| 1960.0045 | 1125.2882
| 1959.9323 | 1125.2882
| 1959.8764 | 1125.2882
| 1959.8219 | 1125.2882
| 1959.7945 | 1125.2882
| 1959.7369 | 1125.2882
| 1959.7 | 1125.2882
| 1959.6448 | 1125.2882
| 1959.592 | 1125.2882
| 1959.5348 | 1125.2882
| 1959.4561 | 1125.2882
| 1959.4043 | 1125.2882
| 1959.3457 | 1125.2882
| 1959.3196 | 1125.2882
| 1959.2795 | 1125.2882
| 1959.2269 | 1125.2882
| 1959.1726 | 1125.2882
| 1959.1351 | 1125.2882
| 1959.0791 | 1125.2882
| 1959.0402 | 1125.2882
| 1958.9992 | 1125.2882
| 1958.9707 | 1125.2882
| 1958.8987 | 1125.2882
| 1958.8639 | 1125.2882
| 1958.8192 | 1125.2882
| 1958.7753 | 1125.2882
| 1958.727 | 1125.2882
| 1958.6894 | 1125.2882
| 1958.6329 | 1125.2882
| 1958.5762 | 1125.2882
| 1958.5363 | 1125.2882
| 1958.4613 | 1125.2882
| 1958.4227 | 1125.2882
| 1958.373 | 1125.2882
| 1958.3228 | 1125.2882
| 1958.2613 | 1125.2882
| 1958.221 | 1125.2882
| 1958.1802 | 1125.2882
| 1958.1074 | 1125.2882
| 1958.0513 | 1125.2882
| 1958.0237 | 1125.2882
| 1957.9694 | 1125.2882
| 1957.9158 | 1125.2882
| 1957.8735 | 1125.2882
| 1957.8156 | 1125.2882
| 1957.7901 | 1125.2882
| 1957.7481 | 1125.2882
| 1957.7035 | 1125.2882
| 1957.6192 | 1125.2882
| 1957.558 | 1125.2882
| 1957.5226 | 1125.2882
| 1957.4711 | 1125.2882
| 1957.4209 | 1125.2882
| 1957.3777 | 1125.2882
| 1957.3397 | 1125.2882
| 1957.2858 | 1125.2882
| 1957.2341 | 1125.2882
| 1957.2147 | 1125.2882
| 1957.1641 | 1125.2882
| 1957.0903 | 1125.2882
| 1957.0331 | 1125.2882
| 1956.9741 | 1125.2882
| 1956.9257 | 1125.2882
| 1956.8816 | 1125.2882
| 1956.8119 | 1125.2882
| 1956.7587 | 1125.2882
| 1956.6794 | 1125.2882
| 1956.6417 | 1125.2882
| 1956.592 | 1125.2882
| 1956.5527 | 1125.2882
| 1956.4947 | 1125.2882
| 1956.4293 | 1125.2882
| 1956.3661 | 1125.2882
| 1956.3459 | 1125.2882
| 1956.3141 | 1125.2882
| 1956.2796 | 1125.2882
| 1956.2374 | 1125.2882
| 1956.1658 | 1125.2882
| 1956.0989 | 1125.2882
| 1956.0459 | 1125.2882
| 1955.9693 | 1125.2882
| 1955.9272 | 1125.2882
| 1955.8907 | 1125.2882
| 1955.8379 | 1125.2882
| 1955.8035 | 1125.2882
| 1955.7434 | 1125.2882
| 1955.6638 | 1125.2882
| 1955.6019 | 1125.2882
| 1955.5489 | 1125.2882
| 1955.4918 | 1125.2882
| 1955.435 | 1125.2882
| 1955.3972 | 1125.2882
| 1955.3541 | 1125.2882
| 1955.3179 | 1125.2882
| 1955.2755 | 1125.2882
| 1955.2294 | 1125.2882
| 1955.1963 | 1125.2882
| 1955.1449 | 1125.2882
| 1955.0906 | 1125.2882
| 1955.0524 | 1125.2882
| 1954.9834 | 1125.2882
| 1954.9342 | 1125.2882
| 1954.8942 | 1125.2882
| 1954.862 | 1125.2882
| 1954.8081 | 1125.2882
| 1954.7758 | 1125.2882
| 1954.6996 | 1125.2882
| 1954.6523 | 1125.2882
| 1954.6148 | 1125.2882
| 1954.5534 | 1125.2882
| 1954.4994 | 1125.2882
| 1954.4488 | 1125.2882
| 1954.4183 | 1125.2882
| 1954.3867 | 1125.2882
| 1954.3389 | 1125.2882
| 1954.2657 | 1125.2882
| 1954.2112 | 1125.2882
| 1954.1462 | 1125.2882
| 1954.0899 | 1125.2882
| 1953.9858 | 1125.2882
| 1953.9404 | 1125.2882
| 1953.8857 | 1125.2882
| 1953.8458 | 1125.2882
| 1953.7918 | 1125.2882
| 1953.7422 | 1125.2882
| 1953.674 | 1125.2882
| 1953.6339 | 1125.2882
| 1953.5861 | 1125.2882
| 1953.5184 | 1125.2882
| 1953.4809 | 1125.2882
| 1953.445 | 1125.2882
| 1953.3841 | 1125.2882
| 1953.3052 | 1125.2882
| 1953.2511 | 1125.2882
| 1953.2245 | 1125.2882
| 1953.1792 | 1125.2882
| 1953.0842 | 1125.2882
| 1953.0019 | 1125.2882
| 1952.9629 | 1125.2882
| 1952.9004 | 1125.2882
| 1952.8652 | 1125.2882
| 1952.8198 | 1125.2882
| 1952.7696 | 1125.2882
| 1952.7223 | 1125.2882
| 1952.6741 | 1125.2882
| 1952.6205 | 1125.2882
| 1952.5828 | 1125.2882
| 1952.5231 | 1125.2882
| 1952.4919 | 1125.2882
| 1952.476 | 1125.2882
| 1952.4366 | 1125.2882
| 1952.3787 | 1125.2882
| 1952.3383 | 1125.2882
| 1952.2721 | 1125.2882
| 1952.2195 | 1125.2882
| 1952.1386 | 1125.2882
| 1952.1053 | 1125.2882
| 1952.0593 | 1125.2882
| 1952.0129 | 1125.2882
| 1951.9773 | 1125.2882
| 1951.9375 | 1125.2882
| 1951.9012 | 1125.2882
| 1951.8649 | 1125.2882
| 1951.793 | 1125.2882
| 1951.7488 | 1125.2882
| 1951.6791 | 1125.2882
| 1951.6221 | 1125.2882
| 1951.5722 | 1125.2882
| 1951.543 | 1125.2882
| 1951.508 | 1125.2882
| 1951.4686 | 1125.2882
| 1951.3992 | 1125.2882
| 1951.3387 | 1125.2882
| 1951.294 | 1125.2882
| 1951.2363 | 1125.2882
| 1951.1573 | 1125.2882
| 1951.1194 | 1125.2882
| 1951.0663 | 1125.2882
| 1950.9999 | 1125.2882
| 1950.9402 | 1125.2882
| 1950.8723 | 1125.2882
| 1950.7995 | 1125.2882
| 1950.7622 | 1125.2882
| 1950.6962 | 1125.2882
| 1950.652 | 1125.2882
| 1950.5952 | 1125.2882
| 1950.5465 | 1125.2882
| 1950.4854 | 1125.2882
| 1950.4297 | 1125.2882
| 1950.3604 | 1125.2882
| 1950.2813 | 1125.2882
| 1950.223 | 1125.2882
| 1950.1671 | 1125.2882
| 1950.1304 | 1125.2882
| 1950.0808 | 1125.2882
| 1950.022 | 1125.2882
| 1949.9496 | 1125.2882
| 1949.8847 | 1125.2882
| 1949.8394 | 1125.2882
| 1949.7859 | 1125.2882
| 1949.7391 | 1125.2882
| 1949.6691 | 1125.2882
| 1949.6259 | 1125.2882
| 1949.5669 | 1125.2882
| 1949.5063 | 1125.2882
| 1949.4717 | 1125.2882
| 1949.4249 | 1125.2882
| 1949.3708 | 1125.2882
| 1949.3001 | 1125.2882
| 1949.2267 | 1125.2882
| 1949.1759 | 1125.2882
| 1949.1225 | 1125.2882
| 1949.0601 | 1125.2882
| 1949.016 | 1125.2882
| 1948.9918 | 1125.2882
| 1948.9502 | 1125.2882
| 1948.9005 | 1125.2882
| 1948.7993 | 1125.2882
| 1948.7476 | 1125.2882
| 1948.6942 | 1125.2882
| 1948.6343 | 1125.2882
| 1948.567 | 1125.2882
| 1948.5186 | 1125.2882
| 1948.4589 | 1125.2882
| 1948.4078 | 1125.2882
| 1948.3752 | 1125.2882
| 1948.3195 | 1125.2882
| 1948.2792 | 1125.2882
| 1948.2392 | 1125.2882
| 1948.1946 | 1125.2882
| 1948.1578 | 1125.2882
| 1948.1094 | 1125.2882
| 1948.0406 | 1125.2882
| 1947.9862 | 1125.2882
| 1947.9183 | 1125.2882
| 1947.8747 | 1125.2882
| 1947.7906 | 1125.2882
| 1947.7335 | 1125.2882
| 1947.6964 | 1125.2882
| 1947.6261 | 1125.2882
| 1947.5623 | 1125.2882
| 1947.5246 | 1125.2882
| 1947.4607 | 1125.2882
| 1947.4107 | 1125.2882
| 1947.3594 | 1125.2882
| 1947.3094 | 1125.2882
| 1947.255 | 1125.2882
| 1947.1554 | 1125.2882
| 1947.1119 | 1125.2882
| 1947.0538 | 1125.2882
| 1947.0145 | 1125.2882
| 1946.9552 | 1125.2882
| 1946.8914 | 1125.2882
| 1946.8406 | 1125.2882
| 1946.8073 | 1125.2882
| 1946.744 | 1125.2882
| 1946.684 | 1125.2882
| 1946.648 | 1125.2882
| 1946.6016 | 1125.2882
| 1946.525 | 1125.2882
| 1946.4855 | 1125.2882
| 1946.443 | 1125.2882
| 1946.417 | 1125.2882
| 1946.3465 | 1125.2882
| 1946.2797 | 1125.2882
| 1946.232 | 1125.2882
| 1946.1974 | 1125.2882
| 1946.1316 | 1125.2882
| 1946.0718 | 1125.2882
| 1946.0201 | 1125.2882
| 1945.9315 | 1125.2882
| 1945.9022 | 1125.2882
| 1945.8522 | 1125.2882
| 1945.8091 | 1125.2882
| 1945.7602 | 1125.2882
| 1945.7266 | 1125.2882
| 1945.6788 | 1125.2882
| 1945.6404 | 1125.2882
| 1945.6041 | 1125.2882
| 1945.5704 | 1125.2882
| 1945.5215 | 1125.2882
| 1945.4583 | 1125.2882
| 1945.395 | 1125.2882
| 1945.3515 | 1125.2882
| 1945.3186 | 1125.2882
| 1945.2144 | 1125.2882
| 1945.1731 | 1125.2882
| 1945.127 | 1125.2882
| 1945.0918 | 1125.2882
| 1945.0328 | 1125.2882
| 1944.9796 | 1125.2882
| 1944.9413 | 1125.2882
| 1944.8557 | 1125.2882
| 1944.8109 | 1125.2882
| 1944.7686 | 1125.2882
| 1944.6872 | 1125.2882
| 1944.6489 | 1125.2882
| 1944.5991 | 1125.2882
| 1944.5695 | 1125.2882
| 1944.5089 | 1125.2882
| 1944.4601 | 1125.2882
| 1944.4287 | 1125.2882
| 1944.3411 | 1125.2882
| 1944.2864 | 1125.2882
| 1944.2382 | 1125.2882
| 1944.1835 | 1125.2882
| 1944.1146 | 1125.2882
| 1944.0572 | 1125.2882
| 1943.9996 | 1125.2882
| 1943.9671 | 1125.2882
| 1943.9018 | 1125.2882
| 1943.846 | 1125.2882
| 1943.7756 | 1125.2882
| 1943.7322 | 1125.2882
| 1943.6574 | 1125.2882
| 1943.5822 | 1125.2882
| 1943.5407 | 1125.2882
| 1943.4865 | 1125.2882
| 1943.4371 | 1125.2882
| 1943.3418 | 1125.2882
| 1943.3067 | 1125.2882
| 1943.2456 | 1125.2882
| 1943.1386 | 1125.2882
| 1943.0794 | 1125.2882
| 1943.0109 | 1125.2882
| 1942.9647 | 1125.2882
| 1942.9202 | 1125.2882
| 1942.8771 | 1125.2882
| 1942.8164 | 1125.2882
| 1942.7627 | 1125.2882
| 1942.7284 | 1125.2882
| 1942.6622 | 1125.2882
| 1942.6273 | 1125.2882
| 1942.5477 | 1125.2882
| 1942.5015 | 1125.2882
| 1942.444 | 1125.2882
| 1942.3621 | 1125.2882
| 1942.3119 | 1125.2882
| 1942.268 | 1125.2882
| 1942.2093 | 1125.2882
| 1942.159 | 1125.2882
| 1942.1103 | 1125.2882
| 1942.0271 | 1125.2882
| 1941.9821 | 1125.2882
| 1941.9325 | 1125.2882
| 1941.9118 | 1125.2882
| 1941.8774 | 1125.2882
| 1941.7947 | 1125.2882
| 1941.758 | 1125.2882
| 1941.7011 | 1125.2882
| 1941.6453 | 1125.2882
| 1941.5857 | 1125.2882
| 1941.5001 | 1125.2882
| 1941.4524 | 1125.2882
| 1941.3852 | 1125.2882
| 1941.3257 | 1125.2882
| 1941.2703 | 1125.2882
| 1941.231 | 1125.2882
| 1941.1771 | 1125.2882
| 1941.1468 | 1125.2882
| 1941.0952 | 1125.2882
| 1941.0624 | 1125.2882
| 1941.0123 | 1125.2882
| 1940.9533 | 1125.2882
| 1940.907 | 1125.2882
| 1940.8503 | 1125.2882
| 1940.8026 | 1125.2882
| 1940.7674 | 1125.2882
| 1940.7109 | 1125.2882
| 1940.6721 | 1125.2882
| 1940.6145 | 1125.2882
| 1940.5603 | 1125.2882
| 1940.5061 | 1125.2882
| 1940.4223 | 1125.2882
| 1940.3618 | 1125.2882
| 1940.3187 | 1125.2882
| 1940.2798 | 1125.2882
| 1940.2045 | 1125.2882
| 1940.1697 | 1125.2882
| 1940.1049 | 1125.2882
| 1940.0656 | 1125.2882
| 1940.0075 | 1125.2882
| 1939.9722 | 1125.2882
| 1939.9135 | 1125.2882
| 1939.8375 | 1125.2882
| 1939.7924 | 1125.2882
| 1939.729 | 1125.2882
| 1939.6735 | 1125.2882
| 1939.6297 | 1125.2882
| 1939.5778 | 1125.2882
| 1939.5265 | 1125.2882
| 1939.446 | 1125.2882
| 1939.3928 | 1125.2882
| 1939.36 | 1125.2882
| 1939.3156 | 1125.2882
| 1939.2787 | 1125.2882
| 1939.233 | 1125.2882
| 1939.1956 | 1125.2882
| 1939.1197 | 1125.2882
| 1939.0773 | 1125.2882
| 1939.0063 | 1125.2882
| 1938.9537 | 1125.2882
| 1938.9018 | 1125.2882
| 1938.8476 | 1125.2882
| 1938.7454 | 1125.2882
| 1938.6893 | 1125.2882
| 1938.5926 | 1125.2882
| 1938.5687 | 1125.2882
| 1938.4916 | 1125.2882
| 1938.4493 | 1125.2882
| 1938.3758 | 1125.2882
| 1938.3139 | 1125.2882
| 1938.2736 | 1125.2882
| 1938.2266 | 1125.2882
| 1938.1568 | 1125.2882
| 1938.0969 | 1125.2882
| 1938.0416 | 1125.2882
| 1937.9729 | 1125.2882
| 1937.9255 | 1125.2882
| 1937.8606 | 1125.2882
| 1937.8081 | 1125.2882
| 1937.7153 | 1125.2882
| 1937.654 | 1125.2882
| 1937.6062 | 1125.2882
| 1937.5473 | 1125.2882
| 1937.4814 | 1125.2882
| 1937.4041 | 1125.2882
| 1937.3549 | 1125.2882
| 1937.2902 | 1125.2882
| 1937.1966 | 1125.2882
| 1937.1565 | 1125.2882
| 1937.0868 | 1125.2882
| 1936.9937 | 1125.2882
| 1936.9395 | 1125.2882
| 1936.8911 | 1125.2882
| 1936.8528 | 1125.2882
| 1936.7902 | 1125.2882
| 1936.7255 | 1125.2882
| 1936.6674 | 1125.2882
| 1936.5998 | 1125.2882
| 1936.5671 | 1125.2882
| 1936.5453 | 1125.2882
| 1936.4993 | 1125.2882
| 1936.4465 | 1125.2882
| 1936.3814 | 1125.2882
| 1936.351 | 1125.2882
| 1936.3004 | 1125.2882
| 1936.208 | 1125.2882
| 1936.1638 | 1125.2882
| 1936.1067 | 1125.2882
| 1936.0513 | 1125.2882
| 1936.0078 | 1125.2882
| 1935.9472 | 1125.2882
| 1935.8568 | 1125.2882
| 1935.8088 | 1125.2882
| 1935.7675 | 1125.2882
| 1935.7327 | 1125.2882
| 1935.6701 | 1125.2882
| 1935.626 | 1125.2882
| 1935.5642 | 1125.2882
| 1935.52 | 1125.2882
| 1935.4491 | 1125.2882
| 1935.4085 | 1125.2882
| 1935.3541 | 1125.2882
| 1935.3078 | 1125.2882
| 1935.2505 | 1125.2882
| 1935.182 | 1125.2882
| 1935.1305 | 1125.2882
| 1935.0812 | 1125.2882
| 1935.0362 | 1125.2882
| 1934.9944 | 1125.2882
| 1934.9401 | 1125.2882
| 1934.8887 | 1125.2882
| 1934.8376 | 1125.2882
| 1934.7956 | 1125.2882
| 1934.7508 | 1125.2882
| 1934.7049 | 1125.2882
| 1934.6434 | 1125.2882
| 1934.5828 | 1125.2882
| 1934.5435 | 1125.2882
| 1934.4929 | 1125.2882
| 1934.4521 | 1125.2882
| 1934.4143 | 1125.2882
| 1934.3765 | 1125.2882
| 1934.3286 | 1125.2882
| 1934.2673 | 1125.2882
| 1934.2275 | 1125.2882
| 1934.1658 | 1125.2882
| 1934.1311 | 1125.2882
| 1934.033 | 1125.2882
| 1933.9445 | 1125.2882
| 1933.8708 | 1125.2882
| 1933.8333 | 1125.2882
| 1933.7821 | 1125.2882
| 1933.7202 | 1125.2882
| 1933.6552 | 1125.2882
| 1933.6269 | 1125.2882
| 1933.5666 | 1125.2882
| 1933.5201 | 1125.2882
| 1933.4497 | 1125.2882
| 1933.4232 | 1125.2882
| 1933.3869 | 1125.2882
| 1933.3074 | 1125.2882
| 1933.2326 | 1125.2882
| 1933.1806 | 1125.2882
| 1933.1409 | 1125.2882
| 1933.0962 | 1125.2882
| 1933.0222 | 1125.2882
| 1932.9572 | 1125.2882
| 1932.9111 | 1125.2882
| 1932.8722 | 1125.2882
| 1932.8392 | 1125.2882
| 1932.7775 | 1125.2882
| 1932.7086 | 1125.2882
| 1932.6103 | 1125.2882
| 1932.5535 | 1125.2882
| 1932.4802 | 1125.2882
| 1932.4097 | 1125.2882
| 1932.3501 | 1125.2882
| 1932.3081 | 1125.2882
| 1932.2666 | 1125.2882
| 1932.2177 | 1125.2882
| 1932.1562 | 1125.2882
| 1932.1206 | 1125.2882
| 1932.0391 | 1125.2882
| 1931.9879 | 1125.2882
| 1931.9251 | 1125.2882
| 1931.8733 | 1125.2882
| 1931.7966 | 1125.2882
| 1931.7396 | 1125.2882
| 1931.6642 | 1125.2882
| 1931.6057 | 1125.2882
| 1931.5201 | 1125.2882
| 1931.458 | 1125.2882
| 1931.3915 | 1125.2882
| 1931.3294 | 1125.2882
| 1931.2493 | 1125.2882
| 1931.2087 | 1125.2882
| 1931.1531 | 1125.2882
| 1931.0703 | 1125.2882
| 1931.0357 | 1125.2882
| 1930.9749 | 1125.2882
| 1930.923 | 1125.2882
| 1930.8796 | 1125.2882
| 1930.8394 | 1125.2882
| 1930.7872 | 1125.2882
| 1930.724 | 1125.2882
| 1930.6774 | 1125.2882
| 1930.5862 | 1125.2882
| 1930.497 | 1125.2882
| 1930.4607 | 1125.2882
| 1930.4012 | 1125.2882
| 1930.3034 | 1125.2882
| 1930.2227 | 1125.2882
| 1930.1667 | 1125.2882
| 1930.113 | 1125.2882
| 1930.0359 | 1125.2882
| 1929.9489 | 1125.2882
| 1929.9121 | 1125.2882
| 1929.8669 | 1125.2882
| 1929.7955 | 1125.2882
| 1929.7053 | 1125.2882
| 1929.6302 | 1125.2882
| 1929.582 | 1125.2882
| 1929.5005 | 1125.2882
| 1929.4511 | 1125.2882
| 1929.4146 | 1125.2882
| 1929.3471 | 1125.2882
| 1929.2818 | 1125.2882
| 1929.2299 | 1125.2882
| 1929.172 | 1125.2882
| 1929.1176 | 1125.2882
| 1929.0541 | 1125.2882
| 1929.0112 | 1125.2882
| 1928.9644 | 1125.2882
| 1928.8822 | 1125.2882
| 1928.8246 | 1125.2882
| 1928.7739 | 1125.2882
| 1928.6971 | 1125.2882
| 1928.5965 | 1125.2882
| 1928.5562 | 1125.2882
| 1928.5216 | 1125.2882
| 1928.4645 | 1125.2882
| 1928.3696 | 1125.2882
| 1928.273 | 1125.2882
| 1928.2314 | 1125.2882
| 1928.1875 | 1125.2882
| 1928.1285 | 1125.2882
| 1928.0724 | 1125.2882
| 1927.9764 | 1125.2882
| 1927.8937 | 1125.2882
| 1927.8448 | 1125.2882
| 1927.7678 | 1125.2882
| 1927.6912 | 1125.2882
| 1927.6177 | 1125.2882
| 1927.5333 | 1125.2882
| 1927.492 | 1125.2882
| 1927.4255 | 1125.2882
| 1927.3642 | 1125.2882
| 1927.2779 | 1125.2882
| 1927.2216 | 1125.2882
| 1927.1851 | 1125.2882
| 1927.1324 | 1125.2882
| 1927.0547 | 1125.2882
| 1926.9959 | 1125.2882
| 1926.9308 | 1125.2882
| 1926.8653 | 1125.2882
| 1926.8235 | 1125.2882
| 1926.7502 | 1125.2882
| 1926.7063 | 1125.2882
| 1926.6325 | 1125.2882
| 1926.5802 | 1125.2882
| 1926.5278 | 1125.2882
| 1926.475 | 1125.2882
| 1926.4338 | 1125.2882
| 1926.3799 | 1125.2882
| 1926.3341 | 1125.2882
| 1926.2594 | 1125.2882
| 1926.2139 | 1125.2882
| 1926.1629 | 1125.2882
| 1926.1107 | 1125.2882
| 1926.041 | 1125.2882
| 1925.9817 | 1125.2882
| 1925.9322 | 1125.2882
| 1925.8333 | 1125.2882
| 1925.7727 | 1125.2882
| 1925.6587 | 1125.2882
| 1925.635 | 1125.2882
| 1925.5868 | 1125.2882
| 1925.536 | 1125.2882
| 1925.4624 | 1125.2882
| 1925.4038 | 1125.2882
| 1925.35 | 1125.2882
| 1925.2405 | 1125.2882
| 1925.1753 | 1125.2882
| 1925.1322 | 1125.2882
| 1925.0894 | 1125.2882
| 1925.0218 | 1125.2882
| 1924.9638 | 1125.2882
| 1924.9019 | 1125.2882
| 1924.819 | 1125.2882
| 1924.7282 | 1125.2882
| 1924.6861 | 1125.2882
| 1924.6399 | 1125.2882
| 1924.572 | 1125.2882
| 1924.4997 | 1125.2882
| 1924.431 | 1125.2882
| 1924.3682 | 1125.2882
| 1924.3176 | 1125.2882
| 1924.2522 | 1125.2882
| 1924.1812 | 1125.2882
| 1924.1078 | 1125.2882
| 1924.0326 | 1125.2882
| 1923.9837 | 1125.2882
| 1923.937 | 1125.2882
| 1923.9026 | 1125.2882
| 1923.8196 | 1125.2882
| 1923.7545 | 1125.2882
| 1923.6621 | 1125.2882
| 1923.615 | 1125.2882
| 1923.5535 | 1125.2882
| 1923.4809 | 1125.2882
| 1923.3779 | 1125.2882
| 1923.3044 | 1125.2882
| 1923.2426 | 1125.2882
| 1923.1796 | 1125.2882
| 1923.1166 | 1125.2882
| 1923.0336 | 1125.2882
| 1922.9788 | 1125.2882
| 1922.9201 | 1125.2882
| 1922.8522 | 1125.2882
| 1922.7706 | 1125.2882
| 1922.7183 | 1125.2882
| 1922.6524 | 1125.2882
| 1922.5534 | 1125.2882
| 1922.5147 | 1125.2882
| 1922.4452 | 1125.2882
| 1922.4024 | 1125.2882
| 1922.3391 | 1125.2882
| 1922.2712 | 1125.2882
| 1922.2351 | 1125.2882
| 1922.1632 | 1125.2882
| 1922.0765 | 1125.2882
| 1921.9838 | 1125.2882
| 1921.9219 | 1125.2882
| 1921.8602 | 1125.2882
| 1921.8018 | 1125.2882
| 1921.7441 | 1125.2882
| 1921.685 | 1125.2882
| 1921.597 | 1125.2882
| 1921.5081 | 1125.2882
| 1921.4371 | 1125.2882
| 1921.3839 | 1125.2882
| 1921.3258 | 1125.2882
| 1921.2443 | 1125.2882
| 1921.1701 | 1125.2882
| 1921.1205 | 1125.2882
| 1921.0405 | 1125.2882
| 1920.9558 | 1125.2882
| 1920.8771 | 1125.2882
| 1920.847 | 1125.2882
| 1920.7895 | 1125.2882
| 1920.7211 | 1125.2882
| 1920.6626 | 1125.2882
| 1920.6221 | 1125.2882
| 1920.5586 | 1125.2882
| 1920.4652 | 1125.2882
| 1920.376 | 1125.2882
| 1920.279 | 1125.2882
| 1920.2041 | 1125.2882
| 1920.1382 | 1125.2882
| 1920.0547 | 1125.2882
| 1920.0061 | 1125.2882
| 1919.9478 | 1125.2882
| 1919.8878 | 1125.2882
| 1919.8403 | 1125.2882
| 1919.7638 | 1125.2882
| 1919.7093 | 1125.2882
| 1919.6554 | 1125.2882
| 1919.575 | 1125.2882
| 1919.5096 | 1125.2882
| 1919.4318 | 1125.2882
| 1919.3268 | 1125.2882
| 1919.2366 | 1125.2882
| 1919.1953 | 1125.2882
| 1919.1198 | 1125.2882
| 1919.0568 | 1125.2882
| 1918.945 | 1125.2882
| 1918.8718 | 1125.2882
| 1918.7778 | 1125.2882
| 1918.7208 | 1125.2882
| 1918.6636 | 1125.2882
| 1918.602 | 1125.2882
| 1918.5301 | 1125.2882
| 1918.4548 | 1125.2882
| 1918.3901 | 1125.2882
| 1918.3255 | 1125.2882
| 1918.2623 | 1125.2882
| 1918.1987 | 1125.2882
| 1918.1479 | 1125.2882
| 1918.1049 | 1125.2882
| 1918.069 | 1125.2882
| 1918.0329 | 1125.2882
| 1917.9479 | 1125.2882
| 1917.8955 | 1125.2882
| 1917.8084 | 1125.2882
| 1917.7592 | 1125.2882
| 1917.6909 | 1125.2882
| 1917.6231 | 1125.2882
| 1917.549 | 1125.2882
| 1917.4864 | 1125.2882
| 1917.4045 | 1125.2882
| 1917.3642 | 1125.2882
| 1917.2817 | 1125.2882
| 1917.2047 | 1125.2882
| 1917.1295 | 1125.2882
| 1917.0699 | 1125.2882
| 1916.9759 | 1125.2882
| 1916.8925 | 1125.2882
| 1916.8065 | 1125.2882
| 1916.7662 | 1125.2882
| 1916.6997 | 1125.2882
| 1916.6049 | 1125.2882
| 1916.536 | 1125.2882
| 1916.4805 | 1125.2882
| 1916.3646 | 1125.2882
| 1916.2616 | 1125.2882
| 1916.1728 | 1125.2882
| 1916.1088 | 1125.2882
| 1916.0464 | 1125.2882
| 1915.9533 | 1125.2882
| 1915.8692 | 1125.2882
| 1915.7749 | 1125.2882
| 1915.719 | 1125.2882
| 1915.6678 | 1125.2882
| 1915.591 | 1125.2882
| 1915.5414 | 1125.2882
| 1915.4781 | 1125.2882
| 1915.4185 | 1125.2882
| 1915.3385 | 1125.2882
| 1915.2679 | 1125.2882
| 1915.2061 | 1125.2882
| 1915.1046 | 1125.2882
| 1914.9883 | 1125.2882
| 1914.9296 | 1125.2882
| 1914.8103 | 1125.2882
| 1914.7373 | 1125.2882
| 1914.6808 | 1125.2882
| 1914.6287 | 1125.2882
| 1914.5854 | 1125.2882
| 1914.4917 | 1125.2882
| 1914.4426 | 1125.2882
| 1914.346 | 1125.2882
| 1914.311 | 1125.2882
| 1914.2237 | 1125.2882
| 1914.1493 | 1125.2882
| 1914.0852 | 1125.2882
| 1913.99 | 1125.2882
| 1913.9038 | 1125.2882
| 1913.8296 | 1125.2882
| 1913.7861 | 1125.2882
| 1913.7378 | 1125.2882
| 1913.6215 | 1125.2882
| 1913.5647 | 1125.2882
| 1913.4667 | 1125.2882
| 1913.3866 | 1125.2882
| 1913.3177 | 1125.2882
| 1913.2474 | 1125.2882
| 1913.1976 | 1125.2882
| 1913.1075 | 1125.2882
| 1913.0372 | 1125.2882
| 1912.9819 | 1125.2882
| 1912.9121 | 1125.2882
| 1912.838 | 1125.2882
| 1912.7647 | 1125.2882
| 1912.7145 | 1125.2882
| 1912.6343 | 1125.2882
| 1912.5965 | 1125.2882
| 1912.553 | 1125.2882
| 1912.4832 | 1125.2882
| 1912.411 | 1125.2882
| 1912.3462 | 1125.2882
| 1912.2464 | 1125.2882
| 1912.1995 | 1125.2882
| 1912.1142 | 1125.2882
| 1912.043 | 1125.2882
| 1911.9484 | 1125.2882
| 1911.8506 | 1125.2882
| 1911.7131 | 1125.2882
| 1911.6249 | 1125.2882
| 1911.5691 | 1125.2882
| 1911.5043 | 1125.2882
| 1911.3952 | 1125.2882
| 1911.3245 | 1125.2882
| 1911.2582 | 1125.2882
| 1911.158 | 1125.2882
| 1911.0693 | 1125.2882
| 1910.975 | 1125.2882
| 1910.9434 | 1125.2882
| 1910.8596 | 1125.2882
| 1910.8136 | 1125.2882
| 1910.7073 | 1125.2882
| 1910.6316 | 1125.2882
| 1910.5723 | 1125.2882
| 1910.4962 | 1125.2882
| 1910.4259 | 1125.2882
| 1910.3466 | 1125.2882
| 1910.2091 | 1125.2882
| 1910.1209 | 1125.2882
| 1910.068 | 1125.2882
| 1909.9873 | 1125.2882
| 1909.9265 | 1125.2882
| 1909.8672 | 1125.2882
| 1909.8109 | 1125.2882
| 1909.7454 | 1125.2882
| 1909.6852 | 1125.2882
| 1909.6321 | 1125.2882
| 1909.5799 | 1125.2882
| 1909.4812 | 1125.2882
| 1909.4075 | 1125.2882
| 1909.3072 | 1125.2882
| 1909.2158 | 1125.2882
| 1909.1429 | 1125.2882
| 1909.0732 | 1125.2882
| 1908.9655 | 1125.2882
| 1908.934 | 1125.2882
| 1908.8768 | 1125.2882
| 1908.8176 | 1125.2882
| 1908.7686 | 1125.2882
| 1908.7214 | 1125.2882
| 1908.6719 | 1125.2882
| 1908.5838 | 1125.2882
| 1908.508 | 1125.2882
| 1908.4624 | 1125.2882
| 1908.4008 | 1125.2882
| 1908.3349 | 1125.2882
| 1908.236 | 1125.2882
| 1908.1724 | 1125.2882
| 1908.0374 | 1125.2882
| 1907.9836 | 1125.2882
| 1907.8939 | 1125.2882
| 1907.8086 | 1125.2882
| 1907.7288 | 1125.2882
| 1907.6526 | 1125.2882
| 1907.6 | 1125.2882
| 1907.495 | 1125.2882
| 1907.434 | 1125.2882
| 1907.3619 | 1125.2882
| 1907.2853 | 1125.2882
| 1907.2152 | 1125.2882
| 1907.0973 | 1125.2882
| 1907.0349 | 1125.2882
| 1906.9037 | 1125.2882
| 1906.8392 | 1125.2882
| 1906.7595 | 1125.2882
| 1906.6763 | 1125.2882
| 1906.6235 | 1125.2882
| 1906.5938 | 1125.2882
| 1906.5312 | 1125.2882
| 1906.4815 | 1125.2882
| 1906.3987 | 1125.2882
| 1906.3333 | 1125.2882
| 1906.2914 | 1125.2882
| 1906.2101 | 1125.2882
| 1906.0937 | 1125.2882
| 1906.019 | 1125.2882
| 1905.9416 | 1125.2882
| 1905.8762 | 1125.2882
| 1905.7711 | 1125.2882
| 1905.6735 | 1125.2882
| 1905.6036 | 1125.2882
| 1905.5327 | 1125.2882
| 1905.4804 | 1125.2882
| 1905.404 | 1125.2882
| 1905.3387 | 1125.2882
| 1905.2749 | 1125.2882
| 1905.2191 | 1125.2882
| 1905.1394 | 1125.2882
| 1905.0514 | 1125.2882
| 1904.9949 | 1125.2882
| 1904.9463 | 1125.2882
| 1904.8893 | 1125.2882
| 1904.8178 | 1125.2882
| 1904.7533 | 1125.2882
| 1904.6687 | 1125.2882
| 1904.6031 | 1125.2882
| 1904.5116 | 1125.2882
| 1904.4851 | 1125.2882
| 1904.4074 | 1125.2882
| 1904.3567 | 1125.2882
| 1904.3099 | 1125.2882
| 1904.2527 | 1125.2882
| 1904.1465 | 1125.2882
| 1904.0597 | 1125.2882
| 1903.9871 | 1125.2882
| 1903.931 | 1125.2882
| 1903.8658 | 1125.2882
| 1903.7822 | 1125.2882
| 1903.6965 | 1125.2882
| 1903.6087 | 1125.2882
| 1903.5469 | 1125.2882
| 1903.4494 | 1125.2882
| 1903.3492 | 1125.2882
| 1903.2468 | 1125.2882
| 1903.1726 | 1125.2882
| 1903.0803 | 1125.2882
| 1903.0103 | 1125.2882
| 1902.9048 | 1125.2882
| 1902.8485 | 1125.2882
| 1902.7808 | 1125.2882
| 1902.7209 | 1125.2882
| 1902.6417 | 1125.2882
| 1902.5689 | 1125.2882
| 1902.5089 | 1125.2882
| 1902.4486 | 1125.2882
| 1902.3732 | 1125.2882
| 1902.3103 | 1125.2882
| 1902.2549 | 1125.2882
| 1902.1759 | 1125.2882
| 1902.0978 | 1125.2882
| 1901.9942 | 1125.2882
| 1901.8953 | 1125.2882
| 1901.8131 | 1125.2882
| 1901.7403 | 1125.2882
| 1901.6642 | 1125.2882
| 1901.5621 | 1125.2882
| 1901.4592 | 1125.2882
| 1901.402 | 1125.2882
| 1901.3171 | 1125.2882
| 1901.2352 | 1125.2882
| 1901.1482 | 1125.2882
| 1901.0566 | 1125.2882
| 1901.0077 | 1125.2882
| 1900.9135 | 1125.2882
| 1900.8537 | 1125.2882
| 1900.7749 | 1125.2882
| 1900.6694 | 1125.2882
| 1900.607 | 1125.2882
| 1900.5376 | 1125.2882
| 1900.4757 | 1125.2882
| 1900.396 | 1125.2882
| 1900.3553 | 1125.2882
| 1900.2558 | 1125.2882
| 1900.1987 | 1125.2882
| 1900.0872 | 1125.2882
| 1900.0229 | 1125.2882
| 1899.9193 | 1125.2882
| 1899.8794 | 1125.2882
| 1899.7795 | 1125.2882
| 1899.6661 | 1125.2882
| 1899.5482 | 1125.2882
| 1899.4646 | 1125.2882
| 1899.3909 | 1125.2882
| 1899.3401 | 1125.2882
| 1899.2274 | 1125.2882
| 1899.1592 | 1125.2882
| 1899.0632 | 1125.2882
| 1898.9609 | 1125.2882
| 1898.8927 | 1125.2882
| 1898.8066 | 1125.2882
| 1898.7555 | 1125.2882
| 1898.6882 | 1125.2882
| 1898.6284 | 1125.2882
| 1898.5784 | 1125.2882
| 1898.4977 | 1125.2882
| 1898.4025 | 1125.2882
| 1898.3197 | 1125.2882
| 1898.2397 | 1125.2882
| 1898.1561 | 1125.2882
| 1898.0733 | 1125.2882
| 1898.013 | 1125.2882
| 1897.9022 | 1125.2882
| 1897.7894 | 1125.2882
| 1897.7302 | 1125.2882
| 1897.6446 | 1125.2882
| 1897.5927 | 1125.2882
| 1897.4974 | 1125.2882
| 1897.4139 | 1125.2882
| 1897.3306 | 1125.2882
| 1897.2775 | 1125.2882
| 1897.2149 | 1125.2882
| 1897.1486 | 1125.2882
| 1897.0422 | 1125.2882
| 1896.9313 | 1125.2882
| 1896.8485 | 1125.2882
| 1896.7501 | 1125.2882
| 1896.6432 | 1125.2882
| 1896.5405 | 1125.2882
| 1896.4723 | 1125.2882
| 1896.3996 | 1125.2882
| 1896.2911 | 1125.2882
| 1896.231 | 1125.2882
| 1896.1608 | 1125.2882
| 1896.0635 | 1125.2882
| 1895.9728 | 1125.2882
| 1895.8918 | 1125.2882
| 1895.7764 | 1125.2882
| 1895.7103 | 1125.2882
| 1895.621 | 1125.2882
| 1895.5293 | 1125.2882
| 1895.4711 | 1125.2882
| 1895.3982 | 1125.2882
| 1895.2948 | 1125.2882
| 1895.1946 | 1125.2882
| 1895.1361 | 1125.2882
| 1895.0407 | 1125.2882
| 1894.973 | 1125.2882
| 1894.8504 | 1125.2882
| 1894.7653 | 1125.2882
| 1894.7163 | 1125.2882
| 1894.595 | 1125.2882
| 1894.5297 | 1125.2882
| 1894.4404 | 1125.2882
| 1894.339 | 1125.2882
| 1894.2741 | 1125.2882
| 1894.2131 | 1125.2882
| 1894.1448 | 1125.2882
| 1894.0926 | 1125.2882
| 1893.9711 | 1125.2882
| 1893.8799 | 1125.2882
| 1893.7548 | 1125.2882
| 1893.6686 | 1125.2882
| 1893.5677 | 1125.2882
| 1893.4527 | 1125.2882
| 1893.318 | 1125.2882
| 1893.252 | 1125.2882
| 1893.1644 | 1125.2882
| 1893.0861 | 1125.2882
| 1893.0171 | 1125.2882
| 1892.964 | 1125.2882
| 1892.8813 | 1125.2882
| 1892.7173 | 1125.2882
| 1892.6238 | 1125.2882
| 1892.5621 | 1125.2882
| 1892.4596 | 1125.2882
| 1892.3879 | 1125.2882
| 1892.2848 | 1125.2882
| 1892.1767 | 1125.2882
| 1892.0581 | 1125.2882
| 1891.9738 | 1125.2882
| 1891.8747 | 1125.2882
| 1891.8103 | 1125.2882
| 1891.68 | 1125.2882
| 1891.5946 | 1125.2882
| 1891.5247 | 1125.2882
| 1891.4029 | 1125.2882
| 1891.2886 | 1125.2882
| 1891.1574 | 1125.2882
| 1891.0061 | 1125.2882
| 1890.9164 | 1125.2882
| 1890.8391 | 1125.2882
| 1890.7571 | 1125.2882
| 1890.6568 | 1125.2882
| 1890.5345 | 1125.2882
| 1890.4415 | 1125.2882
| 1890.3521 | 1125.2882
| 1890.2703 | 1125.2882
| 1890.1842 | 1125.2882
| 1890.0924 | 1125.2882
| 1889.9979 | 1125.2882
| 1889.904 | 1125.2882
| 1889.8451 | 1125.2882
| 1889.7257 | 1125.2882
| 1889.6607 | 1125.2882
| 1889.5534 | 1125.2882
| 1889.4335 | 1125.2882
| 1889.3554 | 1125.2882
| 1889.3121 | 1125.2882
| 1889.2438 | 1125.2882
| 1889.1929 | 1125.2882
| 1889.0943 | 1125.2882
| 1888.963 | 1125.2882
| 1888.9028 | 1125.2882
| 1888.8323 | 1125.2882
| 1888.7229 | 1125.2882
| 1888.6611 | 1125.2882
| 1888.5334 | 1125.2882
| 1888.4185 | 1125.2882
| 1888.3451 | 1125.2882
| 1888.2533 | 1125.2882
| 1888.2023 | 1125.2882
| 1888.1033 | 1125.2882
| 1888.0084 | 1125.2882
| 1887.9213 | 1125.2882
| 1887.856 | 1125.2882
| 1887.7658 | 1125.2882
| 1887.7064 | 1125.2882
| 1887.5936 | 1125.2882
| 1887.5163 | 1125.2882
| 1887.4368 | 1125.2882
| 1887.3563 | 1125.2882
| 1887.2811 | 1125.2882
| 1887.188 | 1125.2882
| 1887.1071 | 1125.2882
| 1887.0041 | 1125.2882
| 1886.859 | 1125.2882
| 1886.7633 | 1125.2882
| 1886.6663 | 1125.2882
| 1886.575 | 1125.2882
| 1886.4722 | 1125.2882
| 1886.4029 | 1125.2882
| 1886.2789 | 1125.2882
| 1886.1702 | 1125.2882
| 1886.073 | 1125.2882
| 1885.9646 | 1125.2882
| 1885.885 | 1125.2882
| 1885.8087 | 1125.2882
| 1885.7404 | 1125.2882
| 1885.6527 | 1125.2882
| 1885.5802 | 1125.2882
| 1885.5201 | 1125.2882
| 1885.4379 | 1125.2882
| 1885.3388 | 1125.2882
| 1885.28 | 1125.2882
| 1885.1702 | 1125.2882
| 1885.0798 | 1125.2882
| 1885.0198 | 1125.2882
| 1884.9889 | 1125.2882
| 1884.9301 | 1125.2882
| 1884.8227 | 1125.2882
| 1884.7519 | 1125.2882
| 1884.632 | 1125.2882
| 1884.5214 | 1125.2882
| 1884.452 | 1125.2882
| 1884.377 | 1125.2882
| 1884.3114 | 1125.2882
| 1884.1897 | 1125.2882
| 1884.0318 | 1125.2882
| 1883.9226 | 1125.2882
| 1883.7977 | 1125.2882
| 1883.7128 | 1125.2882
| 1883.5515 | 1125.2882
| 1883.4448 | 1125.2882
| 1883.3729 | 1125.2882
| 1883.325 | 1125.2882
| 1883.204 | 1125.2882
| 1883.126 | 1125.2882
| 1883.0194 | 1125.2882
| 1882.8942 | 1125.2882
| 1882.7999 | 1125.2882
| 1882.6959 | 1125.2882
| 1882.6301 | 1125.2882
| 1882.5167 | 1125.2882
| 1882.3784 | 1125.2882
| 1882.2685 | 1125.2882
| 1882.1612 | 1125.2882
| 1882.0816 | 1125.2882
| 1882.0057 | 1125.2882
| 1881.885 | 1125.2882
| 1881.7967 | 1125.2882
| 1881.7162 | 1125.2882
| 1881.5865 | 1125.2882
| 1881.5021 | 1125.2882
| 1881.4466 | 1125.2882
| 1881.367 | 1125.2882
| 1881.3052 | 1125.2882
| 1881.2497 | 1125.2882
| 1881.1478 | 1125.2882
| 1881.0697 | 1125.2882
| 1880.9555 | 1125.2882
| 1880.875 | 1125.2882
| 1880.7352 | 1125.2882
| 1880.5637 | 1125.2882
| 1880.4613 | 1125.2882
| 1880.3697 | 1125.2882
| 1880.2844 | 1125.2882
| 1880.1935 | 1125.2882
| 1880.1166 | 1125.2882
| 1880.0029 | 1125.2882
| 1879.9217 | 1125.2882
| 1879.8362 | 1125.2882
| 1879.7533 | 1125.2882
| 1879.6663 | 1125.2882
| 1879.5541 | 1125.2882
| 1879.4896 | 1125.2882
| 1879.3248 | 1125.2882
| 1879.1961 | 1125.2882
| 1879.1216 | 1125.2882
| 1878.9884 | 1125.2882
| 1878.8949 | 1125.2882
| 1878.7884 | 1125.2882
| 1878.6932 | 1125.2882
| 1878.6297 | 1125.2882
| 1878.5676 | 1125.2882
| 1878.4438 | 1125.2882
| 1878.3402 | 1125.2882
| 1878.2256 | 1125.2882
| 1878.1697 | 1125.2882
| 1878.0767 | 1125.2882
| 1878.0091 | 1125.2882
| 1877.8922 | 1125.2882
| 1877.8225 | 1125.2882
| 1877.7454 | 1125.2882
| 1877.6553 | 1125.2882
| 1877.5076 | 1125.2882
| 1877.4321 | 1125.2882
| 1877.3763 | 1125.2882
| 1877.2749 | 1125.2882
| 1877.1974 | 1125.2882
| 1877.0808 | 1125.2882
| 1876.9978 | 1125.2882
| 1876.8695 | 1125.2882
| 1876.7406 | 1125.2882
| 1876.6158 | 1125.2882
| 1876.5357 | 1125.2882
| 1876.389 | 1125.2882
| 1876.3109 | 1125.2882
| 1876.2299 | 1125.2882
| 1876.121 | 1125.2882
| 1876.0487 | 1125.2882
| 1875.9793 | 1125.2882
| 1875.8922 | 1125.2882
| 1875.7937 | 1125.2882
| 1875.6865 | 1125.2882
| 1875.5941 | 1125.2882
| 1875.477 | 1125.2882
| 1875.3941 | 1125.2882
| 1875.3228 | 1125.2882
| 1875.2595 | 1125.2882
| 1875.1774 | 1125.2882
| 1875.0967 | 1125.2882
| 1874.9618 | 1125.2882
| 1874.856 | 1125.2882
| 1874.7342 | 1125.2882
| 1874.6293 | 1125.2882
| 1874.5563 | 1125.2882
| 1874.4438 | 1125.2882
| 1874.3342 | 1125.2882
| 1874.2652 | 1125.2882
| 1874.1091 | 1125.2882
| 1874.0357 | 1125.2882
| 1873.9026 | 1125.2882
| 1873.818 | 1125.2882
| 1873.693 | 1125.2882
| 1873.6127 | 1125.2882
| 1873.5187 | 1125.2882
| 1873.3824 | 1125.2882
| 1873.2897 | 1125.2882
| 1873.1835 | 1125.2882
| 1873.0518 | 1125.2882
| 1872.9528 | 1125.2882
| 1872.8439 | 1125.2882
| 1872.6814 | 1125.2882
| 1872.5153 | 1125.2882
| 1872.4641 | 1125.2882
| 1872.3246 | 1125.2882
| 1872.2244 | 1125.2882
| 1872.1325 | 1125.2882
| 1872.046 | 1125.2882
| 1871.9387 | 1125.2882
| 1871.8285 | 1125.2882
| 1871.7062 | 1125.2882
| 1871.6086 | 1125.2882
| 1871.4779 | 1125.2882
| 1871.3898 | 1125.2882
| 1871.2991 | 1125.2882
| 1871.215 | 1125.2882
| 1871.1395 | 1125.2882
| 1871.0338 | 1125.2882
| 1870.9627 | 1125.2882
| 1870.8806 | 1125.2882
| 1870.8013 | 1125.2882
| 1870.6844 | 1125.2882
| 1870.5871 | 1125.2882
| 1870.4599 | 1125.2882
| 1870.3691 | 1125.2882
| 1870.2485 | 1125.2882
| 1870.1782 | 1125.2882
| 1870.0999 | 1125.2882
| 1869.9692 | 1125.2882
| 1869.852 | 1125.2882
| 1869.7129 | 1125.2882
| 1869.5951 | 1125.2882
| 1869.531 | 1125.2882
| 1869.4001 | 1125.2882
| 1869.2486 | 1125.2882
| 1869.1704 | 1125.2882
| 1869.0875 | 1125.2882
| 1868.9855 | 1125.2882
| 1868.9073 | 1125.2882
| 1868.7744 | 1125.2882
| 1868.6717 | 1125.2882
| 1868.5645 | 1125.2882
| 1868.3966 | 1125.2882
| 1868.3067 | 1125.2882
| 1868.228 | 1125.2882
| 1868.0701 | 1125.2882
| 1867.9993 | 1125.2882
| 1867.856 | 1125.2882
| 1867.7798 | 1125.2882
| 1867.616 | 1125.2882
| 1867.5005 | 1125.2882
| 1867.3443 | 1125.2882
| 1867.2167 | 1125.2882
| 1867.1032 | 1125.2882
| 1867.0309 | 1125.2882
| 1866.882 | 1125.2882
| 1866.7536 | 1125.2882
| 1866.6841 | 1125.2882
| 1866.5903 | 1125.2882
| 1866.4821 | 1125.2882
| 1866.3192 | 1125.2882
| 1866.2172 | 1125.2882
| 1866.103 | 1125.2882
| 1866.0182 | 1125.2882
| 1865.845 | 1125.2882
| 1865.6706 | 1125.2882
| 1865.4845 | 1125.2882
| 1865.4447 | 1125.2882
| 1865.3437 | 1125.2882
| 1865.1973 | 1125.2882
| 1865.0772 | 1125.2882
| 1864.92 | 1125.2882
| 1864.7841 | 1125.2882
| 1864.6677 | 1125.2882
| 1864.5147 | 1125.2882
| 1864.3414 | 1125.2882
| 1864.241 | 1125.2882
| 1864.1489 | 1125.2882
| 1864.0115 | 1125.2882
| 1863.9181 | 1125.2882
| 1863.7493 | 1125.2882
| 1863.642 | 1125.2882
| 1863.4733 | 1125.2882
| 1863.3608 | 1125.2882
| 1863.302 | 1125.2882
| 1863.1725 | 1125.2882
| 1863.0791 | 1125.2882
| 1863.0125 | 1125.2882
| 1862.9405 | 1125.2882
| 1862.8591 | 1125.2882
| 1862.717 | 1125.2882
| 1862.5789 | 1125.2882
| 1862.3927 | 1125.2882
| 1862.3179 | 1125.2882
| 1862.1957 | 1125.2882
| 1862.0384 | 1125.2882
| 1861.9631 | 1125.2882
| 1861.8701 | 1125.2882
| 1861.6962 | 1125.2882
| 1861.5134 | 1125.2882
| 1861.4013 | 1125.2882
| 1861.3013 | 1125.2882
| 1861.1728 | 1125.2882
| 1861.0519 | 1125.2882
| 1860.9356 | 1125.2882
| 1860.8178 | 1125.2882
| 1860.6865 | 1125.2882
| 1860.5631 | 1125.2882
| 1860.434 | 1125.2882
| 1860.3253 | 1125.2882
| 1860.2147 | 1125.2882
| 1860.0941 | 1125.2882
| 1859.9551 | 1125.2882
| 1859.8184 | 1125.2882
| 1859.6431 | 1125.2882
| 1859.5233 | 1125.2882
| 1859.4231 | 1125.2882
| 1859.3088 | 1125.2882
| 1859.1652 | 1125.2882
| 1859.0151 | 1125.2882
| 1858.8474 | 1125.2882
| 1858.7774 | 1125.2882
| 1858.6759 | 1125.2882
| 1858.5935 | 1125.2882
| 1858.5351 | 1125.2882
| 1858.4554 | 1125.2882
| 1858.3118 | 1125.2882
| 1858.2136 | 1125.2882
| 1858.1078 | 1125.2882
| 1857.9734 | 1125.2882
| 1857.8738 | 1125.2882
| 1857.7161 | 1125.2882
| 1857.559 | 1125.2882
| 1857.4523 | 1125.2882
| 1857.3007 | 1125.2882
| 1857.1353 | 1125.2882
| 1857.0115 | 1125.2882
| 1856.928 | 1125.2882
| 1856.8149 | 1125.2882
| 1856.7383 | 1125.2882
| 1856.6119 | 1125.2882
| 1856.5424 | 1125.2882
| 1856.441 | 1125.2882
| 1856.2392 | 1125.2882
| 1856.1632 | 1125.2882
| 1856.0618 | 1125.2882
| 1855.9303 | 1125.2882
| 1855.8063 | 1125.2882
| 1855.6206 | 1125.2882
| 1855.5404 | 1125.2882
| 1855.4087 | 1125.2882
| 1855.2788 | 1125.2882
| 1855.1721 | 1125.2882
| 1855.0271 | 1125.2882
| 1854.9148 | 1125.2882
| 1854.8115 | 1125.2882
| 1854.676 | 1125.2882
| 1854.5495 | 1125.2882
| 1854.3894 | 1125.2882
| 1854.2965 | 1125.2882
| 1854.2045 | 1125.2882
| 1854.0629 | 1125.2882
| 1853.893 | 1125.2882
| 1853.7894 | 1125.2882
| 1853.6804 | 1125.2882
| 1853.5486 | 1125.2882
| 1853.444 | 1125.2882
| 1853.319 | 1125.2882
| 1853.2117 | 1125.2882
| 1853.088 | 1125.2882
| 1852.9448 | 1125.2882
| 1852.8008 | 1125.2882
| 1852.666 | 1125.2882
| 1852.5859 | 1125.2882
| 1852.4302 | 1125.2882
| 1852.2941 | 1125.2882
| 1852.1353 | 1125.2882
| 1852.046 | 1125.2882
| 1851.9008 | 1125.2882
| 1851.8344 | 1125.2882
| 1851.6808 | 1125.2882
| 1851.5697 | 1125.2882
| 1851.4792 | 1125.2882
| 1851.3255 | 1125.2882
| 1851.1857 | 1125.2882
| 1851.0927 | 1125.2882
| 1851.0049 | 1125.2882
| 1850.7776 | 1125.2882
| 1850.659 | 1125.2882
| 1850.5101 | 1125.2882
| 1850.3239 | 1125.2882
| 1850.1664 | 1125.2882
| 1850.0984 | 1125.2882
| 1849.985 | 1125.2882
| 1849.835 | 1125.2882
| 1849.69 | 1125.2882
| 1849.5147 | 1125.2882
| 1849.4063 | 1125.2882
| 1849.262 | 1125.2882
| 1849.1255 | 1125.2882
| 1848.9884 | 1125.2882
| 1848.8424 | 1125.2882
| 1848.731 | 1125.2882
| 1848.6052 | 1125.2882
| 1848.4631 | 1125.2882
| 1848.3151 | 1125.2882
| 1848.1914 | 1125.2882
| 1848.0071 | 1125.2882
| 1847.846 | 1125.2882
| 1847.7296 | 1125.2882
| 1847.6515 | 1125.2882
| 1847.5126 | 1125.2882
| 1847.4123 | 1125.2882
| 1847.3188 | 1125.2882
| 1847.2249 | 1125.2882
| 1847.1128 | 1125.2882
| 1847.0124 | 1125.2882
| 1846.9119 | 1125.2882
| 1846.757 | 1125.2882
| 1846.6389 | 1125.2882
| 1846.5353 | 1125.2882
| 1846.3967 | 1125.2882
| 1846.2311 | 1125.2882
| 1846.0918 | 1125.2882
| 1845.9616 | 1125.2882
| 1845.8611 | 1125.2882
| 1845.6828 | 1125.2882
| 1845.5811 | 1125.2882
| 1845.4651 | 1125.2882
| 1845.3669 | 1125.2882
| 1845.2422 | 1125.2882
| 1845.0818 | 1125.2882
| 1844.9414 | 1125.2882
| 1844.8219 | 1125.2882
| 1844.6024 | 1125.2882
| 1844.3834 | 1125.2882
| 1844.2645 | 1125.2882
| 1844.1255 | 1125.2882
| 1844.0249 | 1125.2882
| 1843.913 | 1125.2882
| 1843.8349 | 1125.2882
| 1843.7368 | 1125.2882
| 1843.5649 | 1125.2882
| 1843.4041 | 1125.2882
| 1843.3112 | 1125.2882
| 1843.1848 | 1125.2882
| 1843.0365 | 1125.2882
| 1842.9385 | 1125.2882
| 1842.7457 | 1125.2882
| 1842.5944 | 1125.2882
| 1842.497 | 1125.2882
| 1842.3862 | 1125.2882
| 1842.2853 | 1125.2882
| 1842.1057 | 1125.2882
| 1842.0285 | 1125.2882
| 1841.9359 | 1125.2882
| 1841.7293 | 1125.2882
| 1841.6186 | 1125.2882
| 1841.481 | 1125.2882
| 1841.4089 | 1125.2882
| 1841.2945 | 1125.2882
| 1841.1296 | 1125.2882
| 1840.9801 | 1125.2882
| 1840.8554 | 1125.2882
| 1840.7205 | 1125.2882
| 1840.564 | 1125.2882
| 1840.3881 | 1125.2882
| 1840.2368 | 1125.2882
| 1839.9869 | 1125.2882
| 1839.8802 | 1125.2882
| 1839.7708 | 1125.2882
| 1839.6336 | 1125.2882
| 1839.4175 | 1125.2882
| 1839.3247 | 1125.2882
| 1839.1616 | 1125.2882
| 1839.0263 | 1125.2882
| 1838.8873 | 1125.2882
| 1838.7614 | 1125.2882
| 1838.6531 | 1125.2882
| 1838.4802 | 1125.2882
| 1838.3203 | 1125.2882
| 1838.1737 | 1125.2882
| 1838.0966 | 1125.2882
| 1837.9509 | 1125.2882
| 1837.8501 | 1125.2882
| 1837.7186 | 1125.2882
| 1837.5565 | 1125.2882
| 1837.4102 | 1125.2882
| 1837.2971 | 1125.2882
| 1837.2019 | 1125.2882
| 1837.0931 | 1125.2882
| 1836.9203 | 1125.2882
| 1836.7945 | 1125.2882
| 1836.6556 | 1125.2882
| 1836.4339 | 1125.2882
| 1836.2486 | 1125.2882
| 1836.1615 | 1125.2882
| 1836.0448 | 1125.2882
| 1835.9709 | 1125.2882
| 1835.8054 | 1125.2882
| 1835.6985 | 1125.2882
| 1835.549 | 1125.2882
| 1835.461 | 1125.2882
| 1835.3708 | 1125.2882
| 1835.2331 | 1125.2882
| 1835.1786 | 1125.2882
| 1835.0746 | 1125.2882
| 1834.9411 | 1125.2882
| 1834.7459 | 1125.2882
| 1834.6162 | 1125.2882
| 1834.3559 | 1125.2882
| 1834.1497 | 1125.2882
| 1834.0586 | 1125.2882
| 1833.9718 | 1125.2882
| 1833.7664 | 1125.2882
| 1833.6303 | 1125.2882
| 1833.5097 | 1125.2882
| 1833.3374 | 1125.2882
| 1833.2169 | 1125.2882
| 1833.1001 | 1125.2882
| 1832.9668 | 1125.2882
| 1832.8495 | 1125.2882
| 1832.7486 | 1125.2882
| 1832.6062 | 1125.2882
| 1832.4129 | 1125.2882
| 1832.2695 | 1125.2882
| 1832.127 | 1125.2882
| 1831.9449 | 1125.2882
| 1831.8039 | 1125.2882
| 1831.7145 | 1125.2882
| 1831.509 | 1125.2882
| 1831.4137 | 1125.2882
| 1831.2661 | 1125.2882
| 1831.1302 | 1125.2882
| 1830.937 | 1125.2882
| 1830.81 | 1125.2882
| 1830.715 | 1125.2882
| 1830.5528 | 1125.2882
| 1830.4442 | 1125.2882
| 1830.3402 | 1125.2882
| 1830.1149 | 1125.2882
| 1829.9586 | 1125.2882
| 1829.8184 | 1125.2882
| 1829.6738 | 1125.2882
| 1829.5111 | 1125.2882
| 1829.4241 | 1125.2882
| 1829.3186 | 1125.2882
| 1829.1691 | 1125.2882
| 1829.0417 | 1125.2882
| 1828.9049 | 1125.2882
| 1828.7754 | 1125.2882
| 1828.68 | 1125.2882
| 1828.5451 | 1125.2882
| 1828.4031 | 1125.2882
| 1828.1819 | 1125.2882
| 1828.0453 | 1125.2882
| 1827.8766 | 1125.2882
| 1827.7092 | 1125.2882
| 1827.5122 | 1125.2882
| 1827.3675 | 1125.2882
| 1827.2329 | 1125.2882
| 1827.0389 | 1125.2882
| 1826.9168 | 1125.2882
| 1826.7896 | 1125.2882
| 1826.6978 | 1125.2882
| 1826.5847 | 1125.2882
| 1826.3575 | 1125.2882
| 1826.2659 | 1125.2882
| 1826.1172 | 1125.2882
| 1826.0258 | 1125.2882
| 1825.8527 | 1125.2882
| 1825.7696 | 1125.2882
| 1825.6643 | 1125.2882
| 1825.5066 | 1125.2882
| 1825.3277 | 1125.2882
| 1825.2066 | 1125.2882
| 1825.0617 | 1125.2882
| 1825.0165 | 1125.2882
| 1824.8561 | 1125.2882
| 1824.7307 | 1125.2882
| 1824.6164 | 1125.2882
| 1824.524 | 1125.2882
| 1824.4235 | 1125.2882
| 1824.2651 | 1125.2882
| 1824.1007 | 1125.2882
| 1823.9317 | 1125.2882
| 1823.8053 | 1125.2882
| 1823.6755 | 1125.2882
| 1823.5285 | 1125.2882
| 1823.3765 | 1125.2882
| 1823.1765 | 1125.2882
| 1822.9983 | 1125.2882
| 1822.7009 | 1125.2882
| 1822.5375 | 1125.2882
| 1822.412 | 1125.2882
| 1822.3239 | 1125.2882
| 1822.2105 | 1125.2882
| 1822.0585 | 1125.2882
| 1821.8994 | 1125.2882
| 1821.8064 | 1125.2882
| 1821.6813 | 1125.2882
| 1821.5187 | 1125.2882
| 1821.4347 | 1125.2882
| 1821.3033 | 1125.2882
| 1821.0996 | 1125.2882
| 1820.9638 | 1125.2882
| 1820.9001 | 1125.2882
| 1820.7068 | 1125.2882
| 1820.5358 | 1125.2882
| 1820.4003 | 1125.2882
| 1820.326 | 1125.2882
| 1820.1836 | 1125.2882
| 1820.0932 | 1125.2882
| 1819.9695 | 1125.2882
| 1819.8685 | 1125.2882
| 1819.7064 | 1125.2882
| 1819.5586 | 1125.2882
| 1819.3934 | 1125.2882
| 1819.2031 | 1125.2882
| 1818.8947 | 1125.2882
| 1818.6996 | 1125.2882
| 1818.5706 | 1125.2882
| 1818.4532 | 1125.2882
| 1818.2846 | 1125.2882
| 1818.1723 | 1125.2882
| 1818.0643 | 1125.2882
| 1817.9608 | 1125.2882
| 1817.8104 | 1125.2882
| 1817.6262 | 1125.2882
| 1817.4993 | 1125.2882
| 1817.3734 | 1125.2882
| 1817.2642 | 1125.2882
| 1817.113 | 1125.2882
| 1816.917 | 1125.2882
| 1816.8204 | 1125.2882
| 1816.6815 | 1125.2882
| 1816.4556 | 1125.2882
| 1816.2716 | 1125.2882
| 1816.0939 | 1125.2882
| 1815.9685 | 1125.2882
| 1815.8282 | 1125.2882
| 1815.669 | 1125.2882
| 1815.4551 | 1125.2882
| 1815.3222 | 1125.2882
| 1815.1467 | 1125.2882
| 1815.0093 | 1125.2882
| 1814.896 | 1125.2882
| 1814.7812 | 1125.2882
| 1814.6508 | 1125.2882
| 1814.5135 | 1125.2882
| 1814.3481 | 1125.2882
| 1814.1922 | 1125.2882
| 1813.9718 | 1125.2882
| 1813.8471 | 1125.2882
| 1813.7051 | 1125.2882
| 1813.6534 | 1125.2882
| 1813.5615 | 1125.2882
| 1813.3663 | 1125.2882
| 1813.1572 | 1125.2882
| 1813.0326 | 1125.2882
| 1812.8745 | 1125.2882
| 1812.7423 | 1125.2882
| 1812.4128 | 1125.2882
| 1812.3232 | 1125.2882
| 1812.2064 | 1125.2882
| 1811.9649 | 1125.2882
| 1811.7854 | 1125.2882
| 1811.5771 | 1125.2882
| 1811.4304 | 1125.2882
| 1811.2935 | 1125.2882
| 1811.1398 | 1125.2882
| 1810.94 | 1125.2882
| 1810.7646 | 1125.2882
| 1810.5742 | 1125.2882
| 1810.4075 | 1125.2882
| 1810.2228 | 1125.2882
| 1809.8606 | 1125.2882
| 1809.6844 | 1125.2882
| 1809.5406 | 1125.2882
| 1809.4418 | 1125.2882
| 1809.2837 | 1125.2882
| 1809.0727 | 1125.2882
| 1808.7937 | 1125.2882
| 1808.6653 | 1125.2882
| 1808.496 | 1125.2882
| 1808.365 | 1125.2882
| 1808.2142 | 1125.2882
| 1807.9092 | 1125.2882
| 1807.7431 | 1125.2882
| 1807.6481 | 1125.2882
| 1807.5336 | 1125.2882
| 1807.2369 | 1125.2882
| 1807.1354 | 1125.2882
| 1806.9718 | 1125.2882
| 1806.7918 | 1125.2882
| 1806.6845 | 1125.2882
| 1806.5331 | 1125.2882
| 1806.423 | 1125.2882
| 1806.2647 | 1125.2882
| 1806.0554 | 1125.2882
| 1805.8424 | 1125.2882
| 1805.7254 | 1125.2882
| 1805.5294 | 1125.2882
| 1805.3493 | 1125.2882
| 1805.1723 | 1125.2882
| 1805.0333 | 1125.2882
| 1804.7538 | 1125.2882
| 1804.6114 | 1125.2882
| 1804.4544 | 1125.2882
| 1804.1819 | 1125.2882
| 1803.9616 | 1125.2882
| 1803.8367 | 1125.2882
| 1803.6295 | 1125.2882
| 1803.4271 | 1125.2882
| 1803.3165 | 1125.2882
| 1803.1003 | 1125.2882
| 1803.0211 | 1125.2882
| 1802.92 | 1125.2882
| 1802.7934 | 1125.2882
| 1802.6595 | 1125.2882
| 1802.467 | 1125.2882
| 1802.2591 | 1125.2882
| 1802.1804 | 1125.2882
| 1802.0596 | 1125.2882
| 1801.8913 | 1125.2882
| 1801.6572 | 1125.2882
| 1801.5307 | 1125.2882
| 1801.3262 | 1125.2882
| 1801.1269 | 1125.2882
| 1800.9318 | 1125.2882
| 1800.7986 | 1125.2882
| 1800.6755 | 1125.2882
| 1800.6294 | 1125.2882
| 1800.3794 | 1125.2882
| 1800.2028 | 1125.2882
| 1800.0476 | 1125.2882
| 1799.8663 | 1125.2882
| 1799.7217 | 1125.2882
| 1799.4845 | 1125.2882
| 1799.2935 | 1125.2882
| 1799.0983 | 1125.2882
| 1798.9073 | 1125.2882
| 1798.7431 | 1125.2882
| 1798.5071 | 1125.2882
| 1798.2516 | 1125.2882
| 1798.1416 | 1125.2882
| 1798.0104 | 1125.2882
| 1797.8017 | 1125.2882
| 1797.6953 | 1125.2882
| 1797.5301 | 1125.2882
| 1797.403 | 1125.2882
| 1797.157 | 1125.2882
| 1797.0022 | 1125.2882
| 1796.9205 | 1125.2882
| 1796.6447 | 1125.2882
| 1796.4318 | 1125.2882
| 1796.2472 | 1125.2882
| 1796.0479 | 1125.2882
| 1795.9184 | 1125.2882
| 1795.8165 | 1125.2882
| 1795.6591 | 1125.2882
| 1795.5388 | 1125.2882
| 1795.3927 | 1125.2882
| 1795.2993 | 1125.2882
| 1795.1361 | 1125.2882
| 1794.9677 | 1125.2882
| 1794.8056 | 1125.2882
| 1794.6288 | 1125.2882
| 1794.4572 | 1125.2882
| 1794.3009 | 1125.2882
| 1794.1036 | 1125.2882
| 1793.98 | 1125.2882
| 1793.8495 | 1125.2882
| 1793.6453 | 1125.2882
| 1793.4989 | 1125.2882
| 1793.3747 | 1125.2882
| 1793.2072 | 1125.2882
| 1792.9525 | 1125.2882
| 1792.7795 | 1125.2882
| 1792.6453 | 1125.2882
| 1792.4718 | 1125.2882
| 1792.2886 | 1125.2882
| 1792.0974 | 1125.2882
| 1791.9417 | 1125.2882
| 1791.7516 | 1125.2882
| 1791.588 | 1125.2882
| 1791.4782 | 1125.2882
| 1791.2975 | 1125.2882
| 1791.0979 | 1125.2882
| 1790.8982 | 1125.2882
| 1790.681 | 1125.2882
| 1790.5148 | 1125.2882
| 1790.3362 | 1125.2882
| 1790.1377 | 1125.2882
| 1790.0252 | 1125.2882
| 1789.8619 | 1125.2882
| 1789.6441 | 1125.2882
| 1789.4175 | 1125.2882
| 1789.204 | 1125.2882
| 1789.0866 | 1125.2882
| 1788.8923 | 1125.2882
| 1788.7426 | 1125.2882
| 1788.5663 | 1125.2882
| 1788.4242 | 1125.2882
| 1788.2638 | 1125.2882
| 1788.1344 | 1125.2882
| 1787.9756 | 1125.2882
| 1787.7695 | 1125.2882
| 1787.6797 | 1125.2882
| 1787.381 | 1125.2882
| 1787.1977 | 1125.2882
| 1787.0449 | 1125.2882
| 1786.8576 | 1125.2882
| 1786.6937 | 1125.2882
| 1786.36 | 1125.2882
| 1786.1886 | 1125.2882
| 1786.0352 | 1125.2882
| 1785.871 | 1125.2882
| 1785.716 | 1125.2882
| 1785.5815 | 1125.2882
| 1785.4884 | 1125.2882
| 1785.2676 | 1125.2882
| 1785.0657 | 1125.2882
| 1784.8511 | 1125.2882
| 1784.6697 | 1125.2882
| 1784.5333 | 1125.2882
| 1784.3191 | 1125.2882
| 1784.1804 | 1125.2882
| 1784.0269 | 1125.2882
| 1783.7206 | 1125.2882
| 1783.5141 | 1125.2882
| 1783.3216 | 1125.2882
| 1783.1509 | 1125.2882
| 1782.9622 | 1125.2882
| 1782.7957 | 1125.2882
| 1782.6672 | 1125.2882
| 1782.5361 | 1125.2882
| 1782.3033 | 1125.2882
| 1782.1805 | 1125.2882
| 1781.8983 | 1125.2882
| 1781.7223 | 1125.2882
| 1781.5321 | 1125.2882
| 1781.3266 | 1125.2882
| 1781.2207 | 1125.2882
| 1781.0974 | 1125.2882
| 1780.9737 | 1125.2882
| 1780.79 | 1125.2882
| 1780.6111 | 1125.2882
| 1780.4775 | 1125.2882
| 1780.361 | 1125.2882
| 1780.1878 | 1125.2882
| 1780.0325 | 1125.2882
| 1779.8871 | 1125.2882
| 1779.67 | 1125.2882
| 1779.4516 | 1125.2882
| 1779.3155 | 1125.2882
| 1779.1463 | 1125.2882
| 1778.9627 | 1125.2882
| 1778.7809 | 1125.2882
| 1778.6286 | 1125.2882
| 1778.3802 | 1125.2882
| 1778.2642 | 1125.2882
| 1778.0998 | 1125.2882
| 1777.9209 | 1125.2882
| 1777.7925 | 1125.2882
| 1777.5578 | 1125.2882
| 1777.4947 | 1125.2882
| 1777.1365 | 1125.2882
| 1776.9024 | 1125.2882
| 1776.6709 | 1125.2882
| 1776.4046 | 1125.2882
| 1776.1939 | 1125.2882
| 1776.0509 | 1125.2882
| 1775.8939 | 1125.2882
| 1775.7656 | 1125.2882
| 1775.6514 | 1125.2882
| 1775.5656 | 1125.2882
| 1775.4813 | 1125.2882
| 1775.3562 | 1125.2882
| 1775.2123 | 1125.2882
| 1775.0492 | 1125.2882
| 1774.754 | 1125.2882
| 1774.5479 | 1125.2882
| 1774.3241 | 1125.2882
| 1774.1309 | 1125.2882
| 1774.0066 | 1125.2882
| 1773.8612 | 1125.2882
| 1773.6831 | 1125.2882
| 1773.5232 | 1125.2882
| 1773.3269 | 1125.2882
| 1773.1082 | 1125.2882
| 1772.9784 | 1125.2882
| 1772.8219 | 1125.2882
| 1772.6764 | 1125.2882
| 1772.4862 | 1125.2882
| 1772.3289 | 1125.2882
| 1772.0819 | 1125.2882
| 1771.7968 | 1125.2882
| 1771.5502 | 1125.2882
| 1771.4165 | 1125.2882
| 1771.2088 | 1125.2882
| 1770.9718 | 1125.2882
| 1770.7572 | 1125.2882
| 1770.6564 | 1125.2882
| 1770.4311 | 1125.2882
| 1770.2541 | 1125.2882
| 1770.0477 | 1125.2882
| 1769.8547 | 1125.2882
| 1769.6465 | 1125.2882
| 1769.4509 | 1125.2882
| 1769.2642 | 1125.2882
| 1769.0636 | 1125.2882
| 1768.8439 | 1125.2882
| 1768.6429 | 1125.2882
| 1768.3608 | 1125.2882
| 1768.1044 | 1125.2882
| 1767.9527 | 1125.2882
| 1767.6291 | 1125.2882
| 1767.4773 | 1125.2882
| 1767.3757 | 1125.2882
| 1767.1428 | 1125.2882
| 1766.9433 | 1125.2882
| 1766.6695 | 1125.2882
| 1766.5099 | 1125.2882
| 1766.2643 | 1125.2882
| 1766.0495 | 1125.2882
| 1765.8852 | 1125.2882
| 1765.6459 | 1125.2882
| 1765.4544 | 1125.2882
| 1765.2032 | 1125.2882
| 1765.0403 | 1125.2882
| 1764.8829 | 1125.2882
| 1764.6722 | 1125.2882
| 1764.3676 | 1125.2882
| 1764.1647 | 1125.2882
| 1763.9006 | 1125.2882
| 1763.8136 | 1125.2882
| 1763.5653 | 1125.2882
| 1763.4385 | 1125.2882
| 1763.2409 | 1125.2882
| 1763.0527 | 1125.2882
| 1762.8787 | 1125.2882
| 1762.7716 | 1125.2882
| 1762.5517 | 1125.2882
| 1762.2824 | 1125.2882
| 1762.1301 | 1125.2882
| 1761.8649 | 1125.2882
| 1761.5556 | 1125.2882
| 1761.3106 | 1125.2882
| 1761.1629 | 1125.2882
| 1760.9096 | 1125.2882
| 1760.797 | 1125.2882
| 1760.4616 | 1125.2882
| 1760.3159 | 1125.2882
| 1759.9847 | 1125.2882
| 1759.8516 | 1125.2882
| 1759.6761 | 1125.2882
| 1759.5265 | 1125.2882
| 1759.2673 | 1125.2882
| 1759.0102 | 1125.2882
| 1758.671 | 1125.2882
| 1758.4615 | 1125.2882
| 1758.1629 | 1125.2882
| 1757.9393 | 1125.2882
| 1757.681 | 1125.2882
| 1757.4778 | 1125.2882
| 1757.2913 | 1125.2882
| 1757.0621 | 1125.2882
| 1756.8417 | 1125.2882
| 1756.6408 | 1125.2882
| 1756.37 | 1125.2882
| 1756.131 | 1125.2882
| 1755.8675 | 1125.2882
| 1755.6874 | 1125.2882
| 1755.5048 | 1125.2882
| 1755.3567 | 1125.2882
| 1755.1551 | 1125.2882
| 1754.9449 | 1125.2882
| 1754.7845 | 1125.2882
| 1754.6883 | 1125.2882
| 1754.4324 | 1125.2882
| 1754.2653 | 1125.2882
| 1753.9949 | 1125.2882
| 1753.758 | 1125.2882
| 1753.5444 | 1125.2882
| 1753.2306 | 1125.2882
| 1753.0291 | 1125.2882
| 1752.767 | 1125.2882
| 1752.5626 | 1125.2882
| 1752.2943 | 1125.2882
| 1752.058 | 1125.2882
| 1751.8649 | 1125.2882
| 1751.685 | 1125.2882
| 1751.4808 | 1125.2882
| 1751.2904 | 1125.2882
| 1751.0898 | 1125.2882
| 1750.924 | 1125.2882
| 1750.7654 | 1125.2882
| 1750.5289 | 1125.2882
| 1750.3917 | 1125.2882
| 1750.2026 | 1125.2882
| 1750.0337 | 1125.2882
| 1749.9046 | 1125.2882
| 1749.7359 | 1125.2882
| 1749.5366 | 1125.2882
| 1749.2735 | 1125.2882
| 1748.9872 | 1125.2882
| 1748.6248 | 1125.2882
| 1748.4871 | 1125.2882
| 1748.1933 | 1125.2882
| 1748.0598 | 1125.2882
| 1747.8946 | 1125.2882
| 1747.6923 | 1125.2882
| 1747.4076 | 1125.2882
| 1747.2541 | 1125.2882
| 1747.103 | 1125.2882
| 1746.8919 | 1125.2882
| 1746.7788 | 1125.2882
| 1746.5506 | 1125.2882
| 1746.233 | 1125.2882
| 1745.9523 | 1125.2882
| 1745.7077 | 1125.2882
| 1745.4916 | 1125.2882
| 1745.3281 | 1125.2882
| 1745.0577 | 1125.2882
| 1744.732 | 1125.2882
| 1744.4901 | 1125.2882
| 1744.3168 | 1125.2882
| 1744.1402 | 1125.2882
| 1744.0367 | 1125.2882
| 1743.7749 | 1125.2882
| 1743.6741 | 1125.2882
| 1743.4988 | 1125.2882
| 1743.3155 | 1125.2882
| 1743.0591 | 1125.2882
| 1742.8348 | 1125.2882
| 1742.5814 | 1125.2882
| 1742.443 | 1125.2882
| 1742.2611 | 1125.2882
| 1742.0024 | 1125.2882
| 1741.7881 | 1125.2882
| 1741.6367 | 1125.2882
| 1741.406 | 1125.2882
| 1741.2465 | 1125.2882
| 1741.0112 | 1125.2882
| 1740.8229 | 1125.2882
| 1740.6538 | 1125.2882
| 1740.5411 | 1125.2882
| 1740.2983 | 1125.2882
| 1740.0727 | 1125.2882
| 1739.8548 | 1125.2882
| 1739.7356 | 1125.2882
| 1739.5698 | 1125.2882
| 1739.3157 | 1125.2882
| 1739.1185 | 1125.2882
| 1738.8358 | 1125.2882
| 1738.5703 | 1125.2882
| 1738.367 | 1125.2882
| 1738.2255 | 1125.2882
| 1738.0624 | 1125.2882
| 1737.8791 | 1125.2882
| 1737.7536 | 1125.2882
| 1737.5366 | 1125.2882
| 1737.3201 | 1125.2882
| 1737.1492 | 1125.2882
| 1736.9596 | 1125.2882
| 1736.7801 | 1125.2882
| 1736.601 | 1125.2882
| 1736.3069 | 1125.2882
| 1736.0813 | 1125.2882
| 1735.855 | 1125.2882
| 1735.59 | 1125.2882
| 1735.4044 | 1125.2882
| 1735.0698 | 1125.2882
| 1734.8836 | 1125.2882
| 1734.755 | 1125.2882
| 1734.6084 | 1125.2882
| 1734.4782 | 1125.2882
| 1734.338 | 1125.2882
| 1734.1185 | 1125.2882
| 1733.8662 | 1125.2882
| 1733.5921 | 1125.2882
| 1733.33 | 1125.2882
| 1733.0393 | 1125.2882
| 1732.8725 | 1125.2882
| 1732.6718 | 1125.2882
| 1732.4218 | 1125.2882
| 1732.1564 | 1125.2882
| 1732.0344 | 1125.2882
| 1731.8516 | 1125.2882
| 1731.636 | 1125.2882
| 1731.4626 | 1125.2882
| 1731.2772 | 1125.2882
| 1731.0287 | 1125.2882
| 1730.8173 | 1125.2882
| 1730.6255 | 1125.2882
| 1730.4307 | 1125.2882
| 1730.2793 | 1125.2882
| 1730.0661 | 1125.2882
| 1729.7608 | 1125.2882
| 1729.5892 | 1125.2882
| 1729.2106 | 1125.2882
| 1729.0568 | 1125.2882
| 1728.8989 | 1125.2882
| 1728.6282 | 1125.2882
| 1728.3055 | 1125.2882
| 1728.1377 | 1125.2882
| 1727.9223 | 1125.2882
| 1727.6552 | 1125.2882
| 1727.3413 | 1125.2882
| 1727.1968 | 1125.2882
| 1726.9821 | 1125.2882
| 1726.7923 | 1125.2882
| 1726.4338 | 1125.2882
| 1726.2315 | 1125.2882
| 1726.035 | 1125.2882
| 1725.8405 | 1125.2882
| 1725.5364 | 1125.2882
| 1725.2276 | 1125.2882
| 1725.0535 | 1125.2882
| 1724.911 | 1125.2882
| 1724.7302 | 1125.2882
| 1724.4111 | 1125.2882
| 1724.2101 | 1125.2882
| 1723.9345 | 1125.2882
| 1723.7683 | 1125.2882
| 1723.5386 | 1125.2882
| 1723.3589 | 1125.2882
| 1722.8613 | 1125.2882
| 1722.6506 | 1125.2882
| 1722.4381 | 1125.2882
| 1722.2501 | 1125.2882
| 1722.0642 | 1125.2882
| 1721.9091 | 1125.2882
| 1721.7076 | 1125.2882
| 1721.551 | 1125.2882
| 1721.3234 | 1125.2882
| 1721.0387 | 1125.2882
| 1720.877 | 1125.2882
| 1720.712 | 1125.2882
| 1720.4856 | 1125.2882
| 1720.3163 | 1125.2882
| 1719.9989 | 1125.2882
| 1719.7593 | 1125.2882
| 1719.6334 | 1125.2882
| 1719.498 | 1125.2882
| 1719.3514 | 1125.2882
| 1719.1985 | 1125.2882
| 1719.0901 | 1125.2882
| 1718.9375 | 1125.2882
| 1718.6223 | 1125.2882
| 1718.3601 | 1125.2882
| 1718.2037 | 1125.2882
| 1718.0132 | 1125.2882
| 1717.7119 | 1125.2882
| 1717.3728 | 1125.2882
| 1717.1887 | 1125.2882
| 1716.8956 | 1125.2882
| 1716.6163 | 1125.2882
| 1716.4788 | 1125.2882
| 1716.3083 | 1125.2882
| 1716.1434 | 1125.2882
| 1716.0007 | 1125.2882
| 1715.6637 | 1125.2882
| 1715.3257 | 1125.2882
| 1714.9741 | 1125.2882
| 1714.7088 | 1125.2882
| 1714.4157 | 1125.2882
| 1714.0917 | 1125.2882
| 1713.8089 | 1125.2882
| 1713.5499 | 1125.2882
| 1713.0919 | 1125.2882
| 1712.8475 | 1125.2882
| 1712.7006 | 1125.2882
| 1712.4264 | 1125.2882
| 1712.1989 | 1125.2882
| 1711.9266 | 1125.2882
| 1711.7043 | 1125.2882
| 1711.4905 | 1125.2882
| 1711.3387 | 1125.2882
| 1711.145 | 1125.2882
| 1710.8507 | 1125.2882
| 1710.6281 | 1125.2882
| 1710.3945 | 1125.2882
| 1710.1744 | 1125.2882
| 1710.0465 | 1125.2882
| 1709.9276 | 1125.2882
| 1709.691 | 1125.2882
| 1709.5351 | 1125.2882
| 1709.2328 | 1125.2882
| 1709.0255 | 1125.2882
| 1708.7653 | 1125.2882
| 1708.6057 | 1125.2882
| 1708.3898 | 1125.2882
| 1708.1632 | 1125.2882
| 1707.913 | 1125.2882
| 1707.7012 | 1125.2882
| 1707.4551 | 1125.2882
| 1707.21 | 1125.2882
| 1706.875 | 1125.2882
| 1706.6502 | 1125.2882
| 1706.4083 | 1125.2882
| 1706.2181 | 1125.2882
| 1706.0019 | 1125.2882
| 1705.6698 | 1125.2882
| 1705.4513 | 1125.2882
| 1705.0378 | 1125.2882
| 1704.9 | 1125.2882
| 1704.6698 | 1125.2882
| 1704.4351 | 1125.2882
| 1704.2209 | 1125.2882
| 1704.0361 | 1125.2882
| 1703.9232 | 1125.2882
| 1703.7173 | 1125.2882
| 1703.4731 | 1125.2882
| 1703.2238 | 1125.2882
| 1703.1008 | 1125.2882
| 1702.9069 | 1125.2882
| 1702.5896 | 1125.2882
| 1702.3736 | 1125.2882
| 1702.1025 | 1125.2882
| 1701.9027 | 1125.2882
| 1701.7645 | 1125.2882
| 1701.4137 | 1125.2882
| 1701.236 | 1125.2882
| 1701.0457 | 1125.2882
| 1700.8783 | 1125.2882
| 1700.5982 | 1125.2882
| 1700.394 | 1125.2882
| 1700.2054 | 1125.2882
| 1699.8929 | 1125.2882
| 1699.7177 | 1125.2882
| 1699.2911 | 1125.2882
| 1699.0564 | 1125.2882
| 1698.8346 | 1125.2882
| 1698.6041 | 1125.2882
| 1698.3591 | 1125.2882
| 1698.1192 | 1125.2882
| 1697.8825 | 1125.2882
| 1697.5524 | 1125.2882
| 1697.1775 | 1125.2882
| 1697.0487 | 1125.2882
| 1696.7211 | 1125.2882
| 1696.5206 | 1125.2882
| 1696.3451 | 1125.2882
| 1696.1531 | 1125.2882
| 1696.0023 | 1125.2882
| 1695.8401 | 1125.2882
| 1695.606 | 1125.2882
| 1695.5059 | 1125.2882
| 1695.2947 | 1125.2882
| 1695.0497 | 1125.2882
| 1694.9228 | 1125.2882
| 1694.7745 | 1125.2882
| 1694.4764 | 1125.2882
| 1694.3248 | 1125.2882
| 1694.1466 | 1125.2882
| 1693.8853 | 1125.2882
| 1693.5668 | 1125.2882
| 1693.2925 | 1125.2882
| 1692.9708 | 1125.2882
| 1692.7195 | 1125.2882
| 1692.5876 | 1125.2882
| 1692.3684 | 1125.2882
| 1692.1707 | 1125.2882
| 1691.9622 | 1125.2882
| 1691.8441 | 1125.2882
| 1691.5859 | 1125.2882
| 1691.3507 | 1125.2882
| 1690.9653 | 1125.2882
| 1690.7219 | 1125.2882
| 1690.5771 | 1125.2882
| 1690.4133 | 1125.2882
| 1690.143 | 1125.2882
| 1689.9752 | 1125.2882
| 1689.7665 | 1125.2882
| 1689.4732 | 1125.2882
| 1689.1371 | 1125.2882
| 1688.9514 | 1125.2882
| 1688.7492 | 1125.2882
| 1688.5177 | 1125.2882
| 1688.1919 | 1125.2882
| 1687.9795 | 1125.2882
| 1687.7669 | 1125.2882
| 1687.6188 | 1125.2882
| 1687.4906 | 1125.2882
| 1687.2286 | 1125.2882
| 1687.0042 | 1125.2882
| 1686.772 | 1125.2882
| 1686.446 | 1125.2882
| 1686.2984 | 1125.2882
| 1686.0704 | 1125.2882
| 1685.7677 | 1125.2882
| 1685.5104 | 1125.2882
| 1685.2384 | 1125.2882
| 1684.9778 | 1125.2882
| 1684.733 | 1125.2882
| 1684.5158 | 1125.2882
| 1684.3466 | 1125.2882
| 1684.0798 | 1125.2882
| 1683.7608 | 1125.2882
| 1683.5325 | 1125.2882
| 1683.2937 | 1125.2882
| 1683.1108 | 1125.2882
| 1682.9175 | 1125.2882
| 1682.6257 | 1125.2882
| 1682.4681 | 1125.2882
| 1682.3163 | 1125.2882
| 1682.0474 | 1125.2882
| 1681.8356 | 1125.2882
| 1681.5418 | 1125.2882
| 1681.3383 | 1125.2882
| 1681.1046 | 1125.2882
| 1680.81 | 1125.2882
| 1680.6376 | 1125.2882
| 1680.3453 | 1125.2882
| 1680.0906 | 1125.2882
| 1679.8396 | 1125.2882
| 1679.5821 | 1125.2882
| 1679.3203 | 1125.2882
| 1679.1294 | 1125.2882
| 1678.841 | 1125.2882
| 1678.5739 | 1125.2882
| 1678.4202 | 1125.2882
| 1678.064 | 1125.2882
| 1677.906 | 1125.2882
| 1677.742 | 1125.2882
| 1677.4941 | 1125.2882
| 1677.1898 | 1125.2882
| 1676.9421 | 1125.2882
| 1676.5378 | 1125.2882
| 1676.2073 | 1125.2882
| 1676.0464 | 1125.2882
| 1675.8363 | 1125.2882
| 1675.5862 | 1125.2882
| 1675.3864 | 1125.2882
| 1674.996 | 1125.2882
| 1674.8045 | 1125.2882
| 1674.6325 | 1125.2882
| 1674.3092 | 1125.2882
| 1673.9942 | 1125.2882
| 1673.6988 | 1125.2882
| 1673.4715 | 1125.2882
| 1673.2209 | 1125.2882
| 1672.979 | 1125.2882
| 1672.6648 | 1125.2882
| 1672.5004 | 1125.2882
| 1672.1606 | 1125.2882
| 1671.9069 | 1125.2882
| 1671.6938 | 1125.2882
| 1671.4873 | 1125.2882
| 1671.3041 | 1125.2882
| 1671.059 | 1125.2882
| 1670.7221 | 1125.2882
| 1670.5123 | 1125.2882
| 1670.1575 | 1125.2882
| 1670.0141 | 1125.2882
| 1669.8466 | 1125.2882
| 1669.6159 | 1125.2882
| 1669.4209 | 1125.2882
| 1669.209 | 1125.2882
| 1669.0108 | 1125.2882
| 1668.7643 | 1125.2882
| 1668.4247 | 1125.2882
| 1668.1973 | 1125.2882
| 1667.9956 | 1125.2882
| 1667.7022 | 1125.2882
| 1667.3316 | 1125.2882
| 1667.1021 | 1125.2882
| 1666.8937 | 1125.2882
| 1666.6409 | 1125.2882
| 1666.4478 | 1125.2882
| 1666.2659 | 1125.2882
| 1666.0631 | 1125.2882
| 1665.6527 | 1125.2882
| 1665.371 | 1125.2882
| 1665.1267 | 1125.2882
| 1664.913 | 1125.2882
| 1664.7912 | 1125.2882
| 1664.6341 | 1125.2882
| 1664.4388 | 1125.2882
| 1664.0951 | 1125.2882
| 1663.9215 | 1125.2882
| 1663.6761 | 1125.2882
| 1663.4409 | 1125.2882
| 1663.2418 | 1125.2882
| 1663.0317 | 1125.2882
| 1662.7764 | 1125.2882
| 1662.6636 | 1125.2882
| 1662.4092 | 1125.2882
| 1662.1537 | 1125.2882
| 1661.9436 | 1125.2882
| 1661.6011 | 1125.2882
| 1661.3078 | 1125.2882
| 1660.9474 | 1125.2882
| 1660.8353 | 1125.2882
| 1660.6177 | 1125.2882
| 1660.3686 | 1125.2882
| 1660.0891 | 1125.2882
| 1659.8777 | 1125.2882
| 1659.6641 | 1125.2882
| 1659.4351 | 1125.2882
| 1659.1077 | 1125.2882
| 1658.7598 | 1125.2882
| 1658.3946 | 1125.2882
| 1658.2105 | 1125.2882
| 1658.0043 | 1125.2882
| 1657.8764 | 1125.2882
| 1657.5933 | 1125.2882
| 1657.3511 | 1125.2882
| 1657.2055 | 1125.2882
| 1657.0225 | 1125.2882
| 1656.7709 | 1125.2882
| 1656.5032 | 1125.2882
| 1656.23 | 1125.2882
| 1655.9504 | 1125.2882
| 1655.6618 | 1125.2882
| 1655.4263 | 1125.2882
| 1655.0893 | 1125.2882
| 1654.8679 | 1125.2882
| 1654.5295 | 1125.2882
| 1654.3895 | 1125.2882
| 1654.1555 | 1125.2882
| 1653.8498 | 1125.2882
| 1653.577 | 1125.2882
| 1653.3074 | 1125.2882
| 1653.1556 | 1125.2882
| 1652.9331 | 1125.2882
| 1652.7239 | 1125.2882
| 1652.5258 | 1125.2882
| 1652.3378 | 1125.2882
| 1652.0951 | 1125.2882
| 1651.9228 | 1125.2882
| 1651.7055 | 1125.2882
| 1651.4729 | 1125.2882
| 1651.1475 | 1125.2882
| 1650.9518 | 1125.2882
| 1650.7127 | 1125.2882
| 1650.3746 | 1125.2882
| 1650.1256 | 1125.2882
| 1649.7914 | 1125.2882
| 1649.4818 | 1125.2882
| 1649.3484 | 1125.2882
| 1649.1233 | 1125.2882
| 1648.9005 | 1125.2882
| 1648.8003 | 1125.2882
| 1648.6632 | 1125.2882
| 1648.4227 | 1125.2882
| 1648.2147 | 1125.2882
| 1648.0178 | 1125.2882
| 1647.6444 | 1125.2882
| 1647.3677 | 1125.2882
| 1647.2232 | 1125.2882
| 1646.9707 | 1125.2882
| 1646.7281 | 1125.2882
| 1646.3804 | 1125.2882
| 1646.0573 | 1125.2882
| 1645.8037 | 1125.2882
| 1645.4766 | 1125.2882
| 1645.3184 | 1125.2882
| 1645.0742 | 1125.2882
| 1644.8837 | 1125.2882
| 1644.6422 | 1125.2882
| 1644.426 | 1125.2882
| 1644.1836 | 1125.2882
| 1643.7894 | 1125.2882
| 1643.6584 | 1125.2882
| 1643.3591 | 1125.2882
| 1643.1529 | 1125.2882
| 1642.9371 | 1125.2882
| 1642.6863 | 1125.2882
| 1642.5286 | 1125.2882
| 1642.3239 | 1125.2882
| 1642.1517 | 1125.2882
| 1641.8887 | 1125.2882
| 1641.6788 | 1125.2882
| 1641.5704 | 1125.2882
| 1641.2366 | 1125.2882
| 1641.0355 | 1125.2882
| 1640.6948 | 1125.2882
| 1640.4932 | 1125.2882
| 1640.3088 | 1125.2882
| 1640.1499 | 1125.2882
| 1639.8778 | 1125.2882
| 1639.6203 | 1125.2882
| 1639.3399 | 1125.2882
| 1639.1834 | 1125.2882
| 1638.8557 | 1125.2882
| 1638.6936 | 1125.2882
| 1638.5287 | 1125.2882
| 1638.3245 | 1125.2882
| 1638.1459 | 1125.2882
| 1637.884 | 1125.2882
| 1637.6214 | 1125.2882
| 1637.3435 | 1125.2882
| 1637.1867 | 1125.2882
| 1636.8333 | 1125.2882
| 1636.6756 | 1125.2882
| 1636.4804 | 1125.2882
| 1636.3344 | 1125.2882
| 1636.1107 | 1125.2882
| 1635.9087 | 1125.2882
| 1635.75 | 1125.2882
| 1635.4923 | 1125.2882
| 1635.1676 | 1125.2882
| 1634.9569 | 1125.2882
| 1634.6562 | 1125.2882
| 1634.4661 | 1125.2882
| 1634.2057 | 1125.2882
| 1633.9683 | 1125.2882
| 1633.7683 | 1125.2882
| 1633.636 | 1125.2882
| 1633.4246 | 1125.2882
| 1633.2518 | 1125.2882
| 1633.0196 | 1125.2882
| 1632.8269 | 1125.2882
| 1632.6152 | 1125.2882
| 1632.3886 | 1125.2882
| 1632.025 | 1125.2882
| 1631.8827 | 1125.2882
| 1631.6475 | 1125.2882
| 1631.4522 | 1125.2882
| 1631.2318 | 1125.2882
| 1631.0662 | 1125.2882
| 1630.8178 | 1125.2882
| 1630.5825 | 1125.2882
| 1630.3064 | 1125.2882
| 1630.1499 | 1125.2882
| 1629.7757 | 1125.2882
| 1629.4825 | 1125.2882
| 1629.3669 | 1125.2882
| 1628.9796 | 1125.2882
| 1628.6082 | 1125.2882
| 1628.3776 | 1125.2882
| 1628.141 | 1125.2882
| 1627.9884 | 1125.2882
| 1627.811 | 1125.2882
| 1627.4645 | 1125.2882
| 1627.1554 | 1125.2882
| 1626.8759 | 1125.2882
| 1626.7616 | 1125.2882
| 1626.4841 | 1125.2882
| 1626.2952 | 1125.2882
| 1625.9831 | 1125.2882
| 1625.7922 | 1125.2882
| 1625.5011 | 1125.2882
| 1625.203 | 1125.2882
| 1624.9934 | 1125.2882
| 1624.7695 | 1125.2882
| 1624.4994 | 1125.2882
| 1624.2629 | 1125.2882
| 1624.1031 | 1125.2882
| 1623.8933 | 1125.2882
| 1623.7134 | 1125.2882
| 1623.5253 | 1125.2882
| 1623.2826 | 1125.2882
| 1623.0274 | 1125.2882
| 1622.8092 | 1125.2882
| 1622.5626 | 1125.2882
| 1622.3491 | 1125.2882
| 1622.1638 | 1125.2882
| 1621.9819 | 1125.2882
| 1621.836 | 1125.2882
| 1621.5734 | 1125.2882
| 1621.3686 | 1125.2882
| 1621.2101 | 1125.2882
| 1620.8622 | 1125.2882
| 1620.6461 | 1125.2882
| 1620.4754 | 1125.2882
| 1620.2451 | 1125.2882
| 1620.0606 | 1125.2882
| 1619.8101 | 1125.2882
| 1619.6622 | 1125.2882
| 1619.4892 | 1125.2882
| 1619.2679 | 1125.2882
| 1619.1401 | 1125.2882
| 1618.8471 | 1125.2882
| 1618.5587 | 1125.2882
| 1618.3339 | 1125.2882
| 1617.9595 | 1125.2882
| 1617.8378 | 1125.2882
| 1617.5719 | 1125.2882
| 1617.3647 | 1125.2882
| 1617.1876 | 1125.2882
| 1616.943 | 1125.2882
| 1616.6718 | 1125.2882
| 1616.4103 | 1125.2882
| 1616.1714 | 1125.2882
| 1615.9466 | 1125.2882
| 1615.7249 | 1125.2882
| 1615.4943 | 1125.2882
| 1615.2589 | 1125.2882
| 1615.0382 | 1125.2882
| 1614.8166 | 1125.2882
| 1614.5726 | 1125.2882
| 1614.2263 | 1125.2882
| 1614.071 | 1125.2882
| 1613.9456 | 1125.2882
| 1613.6741 | 1125.2882
| 1613.4068 | 1125.2882
| 1613.1301 | 1125.2882
| 1612.6077 | 1125.2882
| 1612.3721 | 1125.2882
| 1612.0769 | 1125.2882
| 1611.6635 | 1125.2882
| 1611.4142 | 1125.2882
| 1611.2319 | 1125.2882
| 1611.0361 | 1125.2882
| 1610.6967 | 1125.2882
| 1610.4682 | 1125.2882
| 1610.1651 | 1125.2882
| 1609.8991 | 1125.2882
| 1609.6714 | 1125.2882
| 1609.3318 | 1125.2882
| 1609.1099 | 1125.2882
| 1609.0068 | 1125.2882
| 1608.6948 | 1125.2882
| 1608.5013 | 1125.2882
| 1608.3284 | 1125.2882
| 1608.1204 | 1125.2882
| 1607.8013 | 1125.2882
| 1607.5994 | 1125.2882
| 1607.2482 | 1125.2882
| 1607.0237 | 1125.2882
| 1606.7107 | 1125.2882
| 1606.4449 | 1125.2882
| 1606.2514 | 1125.2882
| 1606.0189 | 1125.2882
| 1605.675 | 1125.2882
| 1605.4601 | 1125.2882
| 1605.0659 | 1125.2882
| 1604.8111 | 1125.2882
| 1604.5871 | 1125.2882
| 1604.4243 | 1125.2882
| 1604.1874 | 1125.2882
| 1604.0053 | 1125.2882
| 1603.7134 | 1125.2882
| 1603.5201 | 1125.2882
| 1603.2991 | 1125.2882
| 1603.0058 | 1125.2882
| 1602.7826 | 1125.2882
| 1602.6077 | 1125.2882
| 1602.3707 | 1125.2882
| 1602.0893 | 1125.2882
| 1601.889 | 1125.2882
| 1601.652 | 1125.2882
| 1601.3758 | 1125.2882
| 1601.2192 | 1125.2882
| 1600.8724 | 1125.2882
| 1600.6829 | 1125.2882
| 1600.4501 | 1125.2882
| 1600.2791 | 1125.2882
| 1600.0321 | 1125.2882
| 1599.7751 | 1125.2882
| 1599.4401 | 1125.2882
| 1599.2382 | 1125.2882
| 1599.0488 | 1125.2882
| 1598.7082 | 1125.2882
| 1598.5319 | 1125.2882
| 1598.2642 | 1125.2882
| 1598.0853 | 1125.2882
| 1597.9128 | 1125.2882
| 1597.6788 | 1125.2882
| 1597.3956 | 1125.2882
| 1597.1616 | 1125.2882
| 1596.862 | 1125.2882
| 1596.5542 | 1125.2882
| 1596.3188 | 1125.2882
| 1596.0946 | 1125.2882
| 1595.7243 | 1125.2882
| 1595.5137 | 1125.2882
| 1595.1345 | 1125.2882
| 1594.9237 | 1125.2882
| 1594.649 | 1125.2882
| 1594.4003 | 1125.2882
| 1594.2787 | 1125.2882
| 1594.0978 | 1125.2882
| 1593.8229 | 1125.2882
| 1593.4324 | 1125.2882
| 1593.2645 | 1125.2882
| 1593.0581 | 1125.2882
| 1592.809 | 1125.2882
| 1592.6009 | 1125.2882
| 1592.4181 | 1125.2882
| 1592.126 | 1125.2882
| 1591.9897 | 1125.2882
| 1591.6469 | 1125.2882
| 1591.3479 | 1125.2882
| 1591.1091 | 1125.2882
| 1590.8973 | 1125.2882
| 1590.6568 | 1125.2882
| 1590.4636 | 1125.2882
| 1590.0293 | 1125.2882
| 1589.7707 | 1125.2882
| 1589.5978 | 1125.2882
| 1589.378 | 1125.2882
| 1589.1386 | 1125.2882
| 1588.9024 | 1125.2882
| 1588.5944 | 1125.2882
| 1588.3895 | 1125.2882
| 1588.1977 | 1125.2882
| 1587.9879 | 1125.2882
| 1587.6963 | 1125.2882
| 1587.4114 | 1125.2882
| 1587.1039 | 1125.2882
| 1586.9432 | 1125.2882
| 1586.6585 | 1125.2882
| 1586.5225 | 1125.2882
| 1586.1655 | 1125.2882
| 1586.0077 | 1125.2882
| 1585.7181 | 1125.2882
| 1585.5761 | 1125.2882
| 1585.28 | 1125.2882
| 1584.9689 | 1125.2882
| 1584.704 | 1125.2882
| 1584.5859 | 1125.2882
| 1584.2699 | 1125.2882
| 1584.0341 | 1125.2882
| 1583.8978 | 1125.2882
| 1583.6558 | 1125.2882
| 1583.3139 | 1125.2882
| 1583.0473 | 1125.2882
| 1582.7241 | 1125.2882
| 1582.5276 | 1125.2882
| 1582.2315 | 1125.2882
| 1582.016 | 1125.2882
| 1581.8548 | 1125.2882
| 1581.6503 | 1125.2882
| 1581.4469 | 1125.2882
| 1581.2257 | 1125.2882
| 1580.9737 | 1125.2882
| 1580.8142 | 1125.2882
| 1580.5457 | 1125.2882
| 1580.2694 | 1125.2882
| 1580.136 | 1125.2882
| 1579.8105 | 1125.2882
| 1579.6117 | 1125.2882
| 1579.3222 | 1125.2882
| 1579.0861 | 1125.2882
| 1578.8036 | 1125.2882
| 1578.5819 | 1125.2882
| 1578.3994 | 1125.2882
| 1578.1769 | 1125.2882
| 1577.9831 | 1125.2882
| 1577.8419 | 1125.2882
| 1577.5484 | 1125.2882
| 1577.2766 | 1125.2882
| 1577.0584 | 1125.2882
| 1576.9127 | 1125.2882
| 1576.6565 | 1125.2882
| 1576.3976 | 1125.2882
| 1576.1247 | 1125.2882
| 1575.9116 | 1125.2882
| 1575.7249 | 1125.2882
| 1575.5212 | 1125.2882
| 1575.2306 | 1125.2882
| 1575.0898 | 1125.2882
| 1574.848 | 1125.2882
| 1574.6995 | 1125.2882
| 1574.4541 | 1125.2882
| 1574.1807 | 1125.2882
| 1573.9722 | 1125.2882
| 1573.8248 | 1125.2882
| 1573.6112 | 1125.2882
| 1573.321 | 1125.2882
| 1573.0985 | 1125.2882
| 1572.8266 | 1125.2882
| 1572.4191 | 1125.2882
| 1572.0399 | 1125.2882
| 1571.8121 | 1125.2882
| 1571.5879 | 1125.2882
| 1571.2333 | 1125.2882
| 1571.0449 | 1125.2882
| 1570.787 | 1125.2882
| 1570.6519 | 1125.2882
| 1570.3987 | 1125.2882
| 1570.1668 | 1125.2882
| 1569.7757 | 1125.2882
| 1569.5604 | 1125.2882
| 1569.2728 | 1125.2882
| 1568.9321 | 1125.2882
| 1568.7397 | 1125.2882
| 1568.4799 | 1125.2882
| 1568.2506 | 1125.2882
| 1567.8911 | 1125.2882
| 1567.6564 | 1125.2882
| 1567.3585 | 1125.2882
| 1567.0706 | 1125.2882
| 1566.8026 | 1125.2882
| 1566.4534 | 1125.2882
| 1566.2271 | 1125.2882
| 1566.0501 | 1125.2882
| 1565.8464 | 1125.2882
| 1565.6502 | 1125.2882
| 1565.5406 | 1125.2882
| 1565.3163 | 1125.2882
| 1565.074 | 1125.2882
| 1564.8263 | 1125.2882
| 1564.458 | 1125.2882
| 1564.1993 | 1125.2882
| 1564.0645 | 1125.2882
| 1563.6599 | 1125.2882
| 1563.4785 | 1125.2882
| 1563.0871 | 1125.2882
| 1562.9572 | 1125.2882
| 1562.7281 | 1125.2882
| 1562.5064 | 1125.2882
| 1562.1791 | 1125.2882
| 1561.9598 | 1125.2882
| 1561.6205 | 1125.2882
| 1561.2694 | 1125.2882
| 1560.9909 | 1125.2882
| 1560.7842 | 1125.2882
| 1560.5332 | 1125.2882
| 1560.2738 | 1125.2882
| 1560.1088 | 1125.2882
| 1559.9476 | 1125.2882
| 1559.7247 | 1125.2882
| 1559.5748 | 1125.2882
| 1559.3208 | 1125.2882
| 1559.0785 | 1125.2882
| 1558.7746 | 1125.2882
| 1558.6043 | 1125.2882
| 1558.2291 | 1125.2882
| 1558.0488 | 1125.2882
| 1557.8861 | 1125.2882
| 1557.6697 | 1125.2882
| 1557.485 | 1125.2882
| 1557.1935 | 1125.2882
| 1556.9948 | 1125.2882
| 1556.6505 | 1125.2882
| 1556.3186 | 1125.2882
| 1556.1274 | 1125.2882
| 1556.0439 | 1125.2882
| 1555.8865 | 1125.2882
| 1555.6644 | 1125.2882
| 1555.4737 | 1125.2882
| 1555.2678 | 1125.2882
| 1554.9184 | 1125.2882
| 1554.64 | 1125.2882
| 1554.4226 | 1125.2882
| 1554.0514 | 1125.2882
| 1553.7864 | 1125.2882
| 1553.5762 | 1125.2882
| 1553.3525 | 1125.2882
| 1553.0931 | 1125.2882
| 1552.9428 | 1125.2882
| 1552.7211 | 1125.2882
| 1552.5195 | 1125.2882
| 1552.2849 | 1125.2882
| 1552.1074 | 1125.2882
| 1551.6917 | 1125.2882
| 1551.468 | 1125.2882
| 1551.2433 | 1125.2882
| 1550.9462 | 1125.2882
| 1550.652 | 1125.2882
| 1550.2598 | 1125.2882
| 1549.9919 | 1125.2882
| 1549.805 | 1125.2882
| 1549.4798 | 1125.2882
| 1549.2181 | 1125.2882
| 1548.9403 | 1125.2882
| 1548.713 | 1125.2882
| 1548.2987 | 1125.2882
| 1548.0238 | 1125.2882
| 1547.713 | 1125.2882
| 1547.5031 | 1125.2882
| 1547.2303 | 1125.2882
| 1547.0249 | 1125.2882
| 1546.6788 | 1125.2882
| 1546.5529 | 1125.2882
| 1546.2624 | 1125.2882
| 1546.1259 | 1125.2882
| 1545.766 | 1125.2882
| 1545.4721 | 1125.2882
| 1545.1909 | 1125.2882
| 1544.8211 | 1125.2882
| 1544.5459 | 1125.2882
| 1544.3191 | 1125.2882
| 1544.0328 | 1125.2882
| 1543.817 | 1125.2882
| 1543.6171 | 1125.2882
| 1543.4199 | 1125.2882
| 1543.2054 | 1125.2882
| 1542.9433 | 1125.2882
| 1542.7567 | 1125.2882
| 1542.4837 | 1125.2882
| 1542.254 | 1125.2882
| 1542.0189 | 1125.2882
| 1541.7148 | 1125.2882
| 1541.4462 | 1125.2882
| 1541.2458 | 1125.2882
| 1541.0213 | 1125.2882
| 1540.6372 | 1125.2882
| 1540.3723 | 1125.2882
| 1540.0377 | 1125.2882
| 1539.9174 | 1125.2882
| 1539.7834 | 1125.2882
| 1539.6202 | 1125.2882
| 1539.3982 | 1125.2882
| 1538.9897 | 1125.2882
| 1538.7273 | 1125.2882
| 1538.4467 | 1125.2882
| 1538.215 | 1125.2882
| 1537.9358 | 1125.2882
| 1537.4385 | 1125.2882
| 1537.2284 | 1125.2882
| 1536.9282 | 1125.2882
| 1536.6051 | 1125.2882
| 1536.4178 | 1125.2882
| 1536.1717 | 1125.2882
| 1535.8351 | 1125.2882
| 1535.5794 | 1125.2882
| 1535.2417 | 1125.2882
| 1535.0399 | 1125.2882
| 1534.7202 | 1125.2882
| 1534.4228 | 1125.2882
| 1534.1368 | 1125.2882
| 1533.926 | 1125.2882
| 1533.7038 | 1125.2882
| 1533.5467 | 1125.2882
| 1533.121 | 1125.2882
| 1532.9741 | 1125.2882
| 1532.8438 | 1125.2882
| 1532.5956 | 1125.2882
| 1532.2198 | 1125.2882
| 1531.9763 | 1125.2882
| 1531.713 | 1125.2882
| 1531.5698 | 1125.2882
| 1531.3778 | 1125.2882
| 1531.0362 | 1125.2882
| 1530.8256 | 1125.2882
| 1530.6642 | 1125.2882
| 1530.2739 | 1125.2882
| 1530.1129 | 1125.2882
| 1529.9225 | 1125.2882
| 1529.7034 | 1125.2882
| 1529.5252 | 1125.2882
| 1529.3459 | 1125.2882
| 1529.175 | 1125.2882
| 1529.0372 | 1125.2882
| 1528.8059 | 1125.2882
| 1528.59 | 1125.2882
| 1528.256 | 1125.2882
| 1528.0216 | 1125.2882
| 1527.6744 | 1125.2882
| 1527.3925 | 1125.2882
| 1527.0085 | 1125.2882
| 1526.6939 | 1125.2882
| 1526.5894 | 1125.2882
| 1526.3974 | 1125.2882
| 1526.2833 | 1125.2882
| 1526.012 | 1125.2882
| 1525.8636 | 1125.2882
| 1525.6469 | 1125.2882
| 1525.3608 | 1125.2882
| 1525.2385 | 1125.2882
| 1525.0378 | 1125.2882
| 1524.7777 | 1125.2882
| 1524.4879 | 1125.2882
| 1524.3367 | 1125.2882
| 1524.1123 | 1125.2882
| 1523.8013 | 1125.2882
| 1523.4692 | 1125.2882
| 1523.1884 | 1125.2882
| 1523.0176 | 1125.2882
| 1522.7792 | 1125.2882
| 1522.513 | 1125.2882
| 1522.32 | 1125.2882
| 1522.0201 | 1125.2882
| 1521.8403 | 1125.2882
| 1521.6435 | 1125.2882
| 1521.3203 | 1125.2882
| 1521.0518 | 1125.2882
| 1520.8357 | 1125.2882
| 1520.4447 | 1125.2882
| 1520.2684 | 1125.2882
| 1520.0986 | 1125.2882
| 1519.7546 | 1125.2882
| 1519.543 | 1125.2882
| 1519.258 | 1125.2882
| 1518.974 | 1125.2882
| 1518.7149 | 1125.2882
| 1518.3687 | 1125.2882
| 1518.1517 | 1125.2882
| 1517.9385 | 1125.2882
| 1517.7909 | 1125.2882
| 1517.6018 | 1125.2882
| 1517.4106 | 1125.2882
| 1517.1707 | 1125.2882
| 1516.9252 | 1125.2882
| 1516.6614 | 1125.2882
| 1516.429 | 1125.2882
| 1516.2403 | 1125.2882
| 1516.0173 | 1125.2882
| 1515.7597 | 1125.2882
| 1515.5764 | 1125.2882
| 1515.4197 | 1125.2882
| 1515.243 | 1125.2882
| 1514.9903 | 1125.2882
| 1514.872 | 1125.2882
| 1514.6825 | 1125.2882
| 1514.4678 | 1125.2882
| 1514.2249 | 1125.2882
| 1513.7819 | 1125.2882
| 1513.5047 | 1125.2882
| 1513.2084 | 1125.2882
| 1513.0721 | 1125.2882
| 1512.8503 | 1125.2882
| 1512.6771 | 1125.2882
| 1512.3171 | 1125.2882
| 1512.1027 | 1125.2882
| 1511.9436 | 1125.2882
| 1511.6273 | 1125.2882
| 1511.3011 | 1125.2882
| 1511.0095 | 1125.2882
| 1510.7532 | 1125.2882
| 1510.5655 | 1125.2882
| 1510.3658 | 1125.2882
| 1510.129 | 1125.2882
| 1509.9136 | 1125.2882
| 1509.6519 | 1125.2882
| 1509.4381 | 1125.2882
| 1509.1956 | 1125.2882
| 1508.8744 | 1125.2882
| 1508.6449 | 1125.2882
| 1508.3701 | 1125.2882
| 1508.1589 | 1125.2882
| 1507.7612 | 1125.2882
| 1507.6023 | 1125.2882
| 1507.3947 | 1125.2882
| 1507.2004 | 1125.2882
| 1506.8619 | 1125.2882
| 1506.5168 | 1125.2882
| 1506.3606 | 1125.2882
| 1506.037 | 1125.2882
| 1505.7989 | 1125.2882
| 1505.5325 | 1125.2882
| 1505.3229 | 1125.2882
| 1505.1248 | 1125.2882
| 1504.8362 | 1125.2882
| 1504.6305 | 1125.2882
| 1504.5191 | 1125.2882
| 1504.2656 | 1125.2882
| 1504.0329 | 1125.2882
| 1503.7677 | 1125.2882
| 1503.5431 | 1125.2882
| 1503.3353 | 1125.2882
| 1503.0841 | 1125.2882
| 1502.7998 | 1125.2882
| 1502.6653 | 1125.2882
| 1502.4261 | 1125.2882
| 1502.2226 | 1125.2882
| 1501.8949 | 1125.2882
| 1501.7008 | 1125.2882
| 1501.5125 | 1125.2882
| 1501.2115 | 1125.2882
| 1501.0685 | 1125.2882
| 1500.9444 | 1125.2882
| 1500.5335 | 1125.2882
| 1500.3262 | 1125.2882
| 1500.1257 | 1125.2882
| 1499.8963 | 1125.2882
| 1499.6224 | 1125.2882
| 1499.2845 | 1125.2882
| 1499.0479 | 1125.2882
| 1498.8684 | 1125.2882
| 1498.6226 | 1125.2882
| 1498.3204 | 1125.2882
| 1498.0545 | 1125.2882
| 1497.895 | 1125.2882
| 1497.706 | 1125.2882
| 1497.4036 | 1125.2882
| 1497.2527 | 1125.2882
| 1497.0052 | 1125.2882
| 1496.7424 | 1125.2882
| 1496.4971 | 1125.2882
| 1496.396 | 1125.2882
| 1496.2836 | 1125.2882
| 1496.1302 | 1125.2882
| 1495.8523 | 1125.2882
| 1495.5645 | 1125.2882
| 1495.3982 | 1125.2882
| 1495.1474 | 1125.2882
| 1494.9323 | 1125.2882
| 1494.7052 | 1125.2882
| 1494.5334 | 1125.2882
| 1494.2683 | 1125.2882
| 1494.0022 | 1125.2882
| 1493.6525 | 1125.2882
| 1493.4057 | 1125.2882
| 1493.3476 | 1125.2882
| 1493.2189 | 1125.2882
| 1493.0756 | 1125.2882
| 1492.8635 | 1125.2882
| 1492.6189 | 1125.2882
| 1492.3552 | 1125.2882
| 1492.0709 | 1125.2882
| 1491.8554 | 1125.2882
| 1491.6646 | 1125.2882
| 1491.3792 | 1125.2882
| 1491.0553 | 1125.2882
| 1490.7466 | 1125.2882
| 1490.5792 | 1125.2882
| 1490.3629 | 1125.2882
| 1490.1612 | 1125.2882
| 1489.9165 | 1125.2882
| 1489.6528 | 1125.2882
| 1489.4879 | 1125.2882
| 1489.2548 | 1125.2882
| 1489.0288 | 1125.2882
| 1488.8535 | 1125.2882
| 1488.6532 | 1125.2882
| 1488.4278 | 1125.2882
| 1488.1893 | 1125.2882
| 1487.9558 | 1125.2882
| 1487.6766 | 1125.2882
| 1487.4499 | 1125.2882
| 1487.2132 | 1125.2882
| 1486.8327 | 1125.2882
| 1486.5953 | 1125.2882
| 1486.3413 | 1125.2882
| 1486.1868 | 1125.2882
| 1485.9014 | 1125.2882
| 1485.582 | 1125.2882
| 1485.4561 | 1125.2882
| 1485.2159 | 1125.2882
| 1484.9733 | 1125.2882
| 1484.6404 | 1125.2882
| 1484.419 | 1125.2882
| 1484.2874 | 1125.2882
| 1484.0739 | 1125.2882
| 1483.815 | 1125.2882
| 1483.5653 | 1125.2882
| 1483.3147 | 1125.2882
| 1483.1151 | 1125.2882
| 1482.8925 | 1125.2882
| 1482.7241 | 1125.2882
| 1482.3473 | 1125.2882
| 1481.9631 | 1125.2882
| 1481.7008 | 1125.2882
| 1481.33 | 1125.2882
| 1481.1058 | 1125.2882
| 1480.8653 | 1125.2882
| 1480.532 | 1125.2882
| 1480.2716 | 1125.2882
| 1480.0581 | 1125.2882
| 1479.7997 | 1125.2882
| 1479.4773 | 1125.2882
| 1479.2251 | 1125.2882
| 1478.9766 | 1125.2882
| 1478.7806 | 1125.2882
| 1478.5212 | 1125.2882
| 1478.2579 | 1125.2882
| 1478.0977 | 1125.2882
| 1477.9223 | 1125.2882
| 1477.6822 | 1125.2882
| 1477.5284 | 1125.2882
| 1477.2843 | 1125.2882
| 1476.9731 | 1125.2882
| 1476.6627 | 1125.2882
| 1476.4485 | 1125.2882
| 1476.2811 | 1125.2882
| 1476.1381 | 1125.2882
| 1475.9239 | 1125.2882
| 1475.6945 | 1125.2882
| 1475.5175 | 1125.2882
| 1475.2802 | 1125.2882
| 1475.0659 | 1125.2882
| 1474.7447 | 1125.2882
| 1474.5192 | 1125.2882
| 1474.2507 | 1125.2882
| 1474.0256 | 1125.2882
| 1473.7699 | 1125.2882
| 1473.5595 | 1125.2882
| 1473.3779 | 1125.2882
| 1472.9894 | 1125.2882
| 1472.8563 | 1125.2882
| 1472.6559 | 1125.2882
| 1472.4802 | 1125.2882
| 1472.2779 | 1125.2882
| 1472.0806 | 1125.2882
| 1471.8345 | 1125.2882
| 1471.6739 | 1125.2882
| 1471.505 | 1125.2882
| 1471.2862 | 1125.2882
| 1471.0285 | 1125.2882
| 1470.7364 | 1125.2882
| 1470.4495 | 1125.2882
| 1470.1453 | 1125.2882
| 1469.8707 | 1125.2882
| 1469.6 | 1125.2882
| 1469.3333 | 1125.2882
| 1469.0958 | 1125.2882
| 1468.9056 | 1125.2882
| 1468.7239 | 1125.2882
| 1468.4198 | 1125.2882
| 1468.2896 | 1125.2882
| 1468.0023 | 1125.2882
| 1467.5741 | 1125.2882
| 1467.3881 | 1125.2882
| 1467.2062 | 1125.2882
| 1466.8914 | 1125.2882
| 1466.6069 | 1125.2882
| 1466.4621 | 1125.2882
| 1466.1918 | 1125.2882
| 1465.8247 | 1125.2882
| 1465.6565 | 1125.2882
| 1465.4486 | 1125.2882
| 1465.2547 | 1125.2882
| 1465.048 | 1125.2882
| 1464.8199 | 1125.2882
| 1464.6192 | 1125.2882
| 1464.4207 | 1125.2882
| 1464.2607 | 1125.2882
| 1464.0063 | 1125.2882
| 1463.6496 | 1125.2882
| 1463.4273 | 1125.2882
| 1463.2501 | 1125.2882
| 1463.0707 | 1125.2882
| 1462.8223 | 1125.2882
| 1462.5353 | 1125.2882
| 1462.2186 | 1125.2882
| 1461.927 | 1125.2882
| 1461.5485 | 1125.2882
| 1461.3501 | 1125.2882
| 1461.1666 | 1125.2882
| 1460.8709 | 1125.2882
| 1460.6488 | 1125.2882
| 1460.3885 | 1125.2882
| 1460.2094 | 1125.2882
| 1460.0195 | 1125.2882
| 1459.7509 | 1125.2882
| 1459.2971 | 1125.2882
| 1459.025 | 1125.2882
| 1458.7125 | 1125.2882
| 1458.4995 | 1125.2882
| 1458.0564 | 1125.2882
| 1457.8301 | 1125.2882
| 1457.585 | 1125.2882
| 1457.4376 | 1125.2882
| 1457.172 | 1125.2882
| 1456.9322 | 1125.2882
| 1456.6838 | 1125.2882
| 1456.3217 | 1125.2882
| 1456.1302 | 1125.2882
| 1455.9393 | 1125.2882
| 1455.6406 | 1125.2882
| 1455.4057 | 1125.2882
| 1455.1658 | 1125.2882
| 1455.0214 | 1125.2882
| 1454.7356 | 1125.2882
| 1454.4653 | 1125.2882
| 1454.1276 | 1125.2882
| 1453.9526 | 1125.2882
| 1453.7879 | 1125.2882
| 1453.6131 | 1125.2882
| 1453.2914 | 1125.2882
| 1453.132 | 1125.2882
| 1452.8002 | 1125.2882
| 1452.6074 | 1125.2882
| 1452.4296 | 1125.2882
| 1452.2968 | 1125.2882
| 1451.9217 | 1125.2882
| 1451.5975 | 1125.2882
| 1451.1693 | 1125.2882
| 1450.8175 | 1125.2882
| 1450.6243 | 1125.2882
| 1450.4396 | 1125.2882
| 1450.2143 | 1125.2882
| 1449.9101 | 1125.2882
| 1449.7219 | 1125.2882
| 1449.419 | 1125.2882
| 1449.1232 | 1125.2882
| 1448.729 | 1125.2882
| 1448.5347 | 1125.2882
| 1448.3256 | 1125.2882
| 1448.1455 | 1125.2882
| 1447.9853 | 1125.2882
| 1447.7402 | 1125.2882
| 1447.6517 | 1125.2882
| 1447.4059 | 1125.2882
| 1447.2432 | 1125.2882
| 1447.0972 | 1125.2882
| 1446.8344 | 1125.2882
| 1446.5817 | 1125.2882
| 1446.3833 | 1125.2882
| 1446.2247 | 1125.2882
| 1445.9297 | 1125.2882
| 1445.8093 | 1125.2882
| 1445.622 | 1125.2882
| 1445.2988 | 1125.2882
| 1445.0948 | 1125.2882
| 1444.8736 | 1125.2882
| 1444.6978 | 1125.2882
| 1444.3522 | 1125.2882
| 1444.0997 | 1125.2882
| 1443.8954 | 1125.2882
| 1443.6903 | 1125.2882
| 1443.5113 | 1125.2882
| 1443.3192 | 1125.2882
| 1443.0424 | 1125.2882
| 1442.7445 | 1125.2882
| 1442.4862 | 1125.2882
| 1442.3204 | 1125.2882
| 1442.1235 | 1125.2882
| 1441.8896 | 1125.2882
| 1441.653 | 1125.2882
| 1441.3774 | 1125.2882
| 1441.0714 | 1125.2882
| 1440.8378 | 1125.2882
| 1440.4485 | 1125.2882
| 1440.1612 | 1125.2882
| 1439.859 | 1125.2882
| 1439.677 | 1125.2882
| 1439.4496 | 1125.2882
| 1439.2005 | 1125.2882
| 1438.9334 | 1125.2882
| 1438.7703 | 1125.2882
| 1438.5053 | 1125.2882
| 1438.2709 | 1125.2882
| 1438.0929 | 1125.2882
| 1437.86 | 1125.2882
| 1437.5309 | 1125.2882
| 1437.3678 | 1125.2882
| 1437.082 | 1125.2882
| 1436.948 | 1125.2882
| 1436.7318 | 1125.2882
| 1436.5911 | 1125.2882
| 1436.2563 | 1125.2882
| 1436.0507 | 1125.2882
| 1435.8172 | 1125.2882
| 1435.6923 | 1125.2882
| 1435.5318 | 1125.2882
| 1435.4083 | 1125.2882
| 1435.1731 | 1125.2882
| 1434.9769 | 1125.2882
| 1434.8038 | 1125.2882
| 1434.6232 | 1125.2882
| 1434.333 | 1125.2882
| 1434.0663 | 1125.2882
| 1433.7635 | 1125.2882
| 1433.4916 | 1125.2882
| 1433.299 | 1125.2882
| 1433.1419 | 1125.2882
| 1432.8227 | 1125.2882
| 1432.6489 | 1125.2882
| 1432.4769 | 1125.2882
| 1432.1766 | 1125.2882
| 1431.972 | 1125.2882
| 1431.76 | 1125.2882
| 1431.539 | 1125.2882
| 1431.3008 | 1125.2882
| 1431.0486 | 1125.2882
| 1430.7736 | 1125.2882
| 1430.5692 | 1125.2882
| 1430.3084 | 1125.2882
| 1430.0878 | 1125.2882
| 1429.9101 | 1125.2882
| 1429.7679 | 1125.2882
| 1429.5761 | 1125.2882
| 1429.4433 | 1125.2882
| 1429.2234 | 1125.2882
| 1428.9352 | 1125.2882
| 1428.6944 | 1125.2882
| 1428.5382 | 1125.2882
| 1428.373 | 1125.2882
| 1428.1691 | 1125.2882
| 1428.0058 | 1125.2882
| 1427.7691 | 1125.2882
| 1427.3455 | 1125.2882
| 1427.1305 | 1125.2882
| 1426.91 | 1125.2882
| 1426.6095 | 1125.2882
| 1426.2736 | 1125.2882
| 1426.0016 | 1125.2882
| 1425.761 | 1125.2882
| 1425.4281 | 1125.2882
| 1425.2721 | 1125.2882
| 1424.9221 | 1125.2882
| 1424.6581 | 1125.2882
| 1424.4904 | 1125.2882
| 1424.1691 | 1125.2882
| 1423.9923 | 1125.2882
| 1423.8408 | 1125.2882
| 1423.7109 | 1125.2882
| 1423.618 | 1125.2882
| 1423.346 | 1125.2882
| 1423.1283 | 1125.2882
| 1422.8216 | 1125.2882
| 1422.4896 | 1125.2882
| 1422.1522 | 1125.2882
| 1421.9842 | 1125.2882
| 1421.5828 | 1125.2882
| 1421.2392 | 1125.2882
| 1420.8761 | 1125.2882
| 1420.6156 | 1125.2882
| 1420.4052 | 1125.2882
| 1420.1929 | 1125.2882
| 1419.9777 | 1125.2882
| 1419.6794 | 1125.2882
| 1419.4506 | 1125.2882
| 1419.2929 | 1125.2882
| 1419.0219 | 1125.2882
| 1418.7404 | 1125.2882
| 1418.445 | 1125.2882
| 1418.1793 | 1125.2882
| 1417.91 | 1125.2882
| 1417.6044 | 1125.2882
| 1417.3864 | 1125.2882
| 1417.1107 | 1125.2882
| 1416.834 | 1125.2882
| 1416.588 | 1125.2882
| 1416.3617 | 1125.2882
| 1415.9774 | 1125.2882
| 1415.6908 | 1125.2882
| 1415.3246 | 1125.2882
| 1415.1646 | 1125.2882
| 1414.9705 | 1125.2882
| 1414.6615 | 1125.2882
| 1414.4263 | 1125.2882
| 1414.0966 | 1125.2882
| 1413.7698 | 1125.2882
| 1413.5424 | 1125.2882
| 1413.2745 | 1125.2882
| 1413.0587 | 1125.2882
| 1412.8749 | 1125.2882
| 1412.6325 | 1125.2882
| 1412.3417 | 1125.2882
| 1412.1546 | 1125.2882
| 1411.806 | 1125.2882
| 1411.7019 | 1125.2882
| 1411.4578 | 1125.2882
| 1411.2028 | 1125.2882
| 1411.0124 | 1125.2882
| 1410.8496 | 1125.2882
| 1410.7104 | 1125.2882
| 1410.4428 | 1125.2882
| 1410.1122 | 1125.2882
| 1409.821 | 1125.2882
| 1409.5753 | 1125.2882
| 1409.4487 | 1125.2882
| 1409.1817 | 1125.2882
| 1408.8954 | 1125.2882
| 1408.7778 | 1125.2882
| 1408.5692 | 1125.2882
| 1408.4117 | 1125.2882
| 1408.2031 | 1125.2882
| 1408.0636 | 1125.2882
| 1407.9013 | 1125.2882
| 1407.6362 | 1125.2882
| 1407.3856 | 1125.2882
| 1407.1727 | 1125.2882
| 1406.9281 | 1125.2882
| 1406.6913 | 1125.2882
| 1406.424 | 1125.2882
| 1406.2274 | 1125.2882
| 1406.0205 | 1125.2882
| 1405.7741 | 1125.2882
| 1405.6293 | 1125.2882
| 1405.4561 | 1125.2882
| 1405.2663 | 1125.2882
| 1405.086 | 1125.2882
| 1404.8182 | 1125.2882
| 1404.4774 | 1125.2882
| 1404.1396 | 1125.2882
| 1403.9158 | 1125.2882
| 1403.7657 | 1125.2882
| 1403.5153 | 1125.2882
| 1403.1661 | 1125.2882
| 1402.9433 | 1125.2882
| 1402.6355 | 1125.2882
| 1402.4678 | 1125.2882
| 1402.2485 | 1125.2882
| 1401.9537 | 1125.2882
| 1401.7279 | 1125.2882
| 1401.413 | 1125.2882
| 1401.1738 | 1125.2882
| 1400.9036 | 1125.2882
| 1400.574 | 1125.2882
| 1400.3841 | 1125.2882
| 1400.1636 | 1125.2882
| 1399.826 | 1125.2882
| 1399.5051 | 1125.2882
| 1399.378 | 1125.2882
| 1399.1839 | 1125.2882
| 1398.9645 | 1125.2882
| 1398.785 | 1125.2882
| 1398.4102 | 1125.2882
| 1398.0186 | 1125.2882
| 1397.712 | 1125.2882
| 1397.3644 | 1125.2882
| 1397.2502 | 1125.2882
| 1397.0148 | 1125.2882
| 1396.6433 | 1125.2882
| 1396.4491 | 1125.2882
| 1396.2323 | 1125.2882
| 1396.0917 | 1125.2882
| 1395.8737 | 1125.2882
| 1395.589 | 1125.2882
| 1395.3127 | 1125.2882
| 1395.2181 | 1125.2882
| 1394.9523 | 1125.2882
| 1394.8255 | 1125.2882
| 1394.6175 | 1125.2882
| 1394.3921 | 1125.2882
| 1394.088 | 1125.2882
| 1393.895 | 1125.2882
| 1393.7294 | 1125.2882
| 1393.478 | 1125.2882
| 1393.2713 | 1125.2882
| 1393.005 | 1125.2882
| 1392.7631 | 1125.2882
| 1392.5033 | 1125.2882
| 1392.275 | 1125.2882
| 1392.0659 | 1125.2882
| 1391.8513 | 1125.2882
| 1391.5625 | 1125.2882
| 1391.3545 | 1125.2882
| 1390.9683 | 1125.2882
| 1390.7205 | 1125.2882
| 1390.3697 | 1125.2882
| 1390.0347 | 1125.2882
| 1389.8523 | 1125.2882
| 1389.5186 | 1125.2882
| 1389.1336 | 1125.2882
| 1388.8188 | 1125.2882
| 1388.6189 | 1125.2882
| 1388.4742 | 1125.2882
| 1388.1551 | 1125.2882
| 1387.9661 | 1125.2882
| 1387.7691 | 1125.2882
| 1387.4714 | 1125.2882
| 1387.2021 | 1125.2882
| 1386.7757 | 1125.2882
| 1386.4696 | 1125.2882
| 1386.1378 | 1125.2882
| 1385.9232 | 1125.2882
| 1385.5537 | 1125.2882
| 1385.3308 | 1125.2882
| 1385.113 | 1125.2882
| 1384.9172 | 1125.2882
| 1384.5303 | 1125.2882
| 1384.3599 | 1125.2882
| 1384.1711 | 1125.2882
| 1383.8332 | 1125.2882
| 1383.5923 | 1125.2882
| 1383.2523 | 1125.2882
| 1383.0112 | 1125.2882
| 1382.8903 | 1125.2882
| 1382.6479 | 1125.2882
| 1382.4297 | 1125.2882
| 1382.1545 | 1125.2882
| 1381.8826 | 1125.2882
| 1381.6079 | 1125.2882
| 1381.3391 | 1125.2882
| 1381.1332 | 1125.2882
| 1380.7452 | 1125.2882
| 1380.474 | 1125.2882
| 1380.1901 | 1125.2882
| 1379.9386 | 1125.2882
| 1379.5459 | 1125.2882
| 1379.3383 | 1125.2882
| 1379.1569 | 1125.2882
| 1378.8857 | 1125.2882
| 1378.5708 | 1125.2882
| 1378.2937 | 1125.2882
| 1378.1037 | 1125.2882
| 1377.7972 | 1125.2882
| 1377.4966 | 1125.2882
| 1377.1919 | 1125.2882
| 1376.9282 | 1125.2882
| 1376.6886 | 1125.2882
| 1376.511 | 1125.2882
| 1376.3857 | 1125.2882
| 1376.2008 | 1125.2882
| 1376.0023 | 1125.2882
| 1375.8355 | 1125.2882
| 1375.6089 | 1125.2882
| 1375.4614 | 1125.2882
| 1375.2258 | 1125.2882
| 1375.021 | 1125.2882
| 1374.6729 | 1125.2882
| 1374.2715 | 1125.2882
| 1374.0582 | 1125.2882
| 1373.8117 | 1125.2882
| 1373.5968 | 1125.2882
| 1373.4792 | 1125.2882
| 1373.2091 | 1125.2882
| 1373.0311 | 1125.2882
| 1372.8125 | 1125.2882
| 1372.6278 | 1125.2882
| 1372.4727 | 1125.2882
| 1372.3328 | 1125.2882
| 1372.0534 | 1125.2882
| 1371.8421 | 1125.2882
| 1371.57 | 1125.2882
| 1371.3626 | 1125.2882
| 1371.1267 | 1125.2882
| 1371.0307 | 1125.2882
| 1370.8073 | 1125.2882
| 1370.6032 | 1125.2882
| 1370.2229 | 1125.2882
| 1369.9659 | 1125.2882
| 1369.5969 | 1125.2882
| 1369.3575 | 1125.2882
| 1369.1349 | 1125.2882
| 1369.0019 | 1125.2882
| 1368.8256 | 1125.2882
| 1368.4705 | 1125.2882
| 1368.1905 | 1125.2882
| 1367.9931 | 1125.2882
| 1367.8103 | 1125.2882
| 1367.4634 | 1125.2882
| 1367.2284 | 1125.2882
| 1366.8936 | 1125.2882
| 1366.5954 | 1125.2882
| 1366.4093 | 1125.2882
| 1366.1742 | 1125.2882
| 1365.8839 | 1125.2882
| 1365.5915 | 1125.2882
| 1365.298 | 1125.2882
| 1365.0281 | 1125.2882
| 1364.7203 | 1125.2882
| 1364.4641 | 1125.2882
| 1364.286 | 1125.2882
| 1364.172 | 1125.2882
| 1363.9122 | 1125.2882
| 1363.6251 | 1125.2882
| 1363.4009 | 1125.2882
| 1363.1032 | 1125.2882
| 1362.8461 | 1125.2882
| 1362.5889 | 1125.2882
| 1362.1781 | 1125.2882
| 1362.0185 | 1125.2882
| 1361.8835 | 1125.2882
| 1361.5853 | 1125.2882
| 1361.4338 | 1125.2882
| 1361.1966 | 1125.2882
| 1361.0521 | 1125.2882
| 1360.743 | 1125.2882
| 1360.4941 | 1125.2882
| 1360.2315 | 1125.2882
| 1359.9274 | 1125.2882
| 1359.684 | 1125.2882
| 1359.4165 | 1125.2882
| 1359.1872 | 1125.2882
| 1358.9329 | 1125.2882
| 1358.6793 | 1125.2882
| 1358.4581 | 1125.2882
| 1358.0801 | 1125.2882
| 1357.7875 | 1125.2882
| 1357.4866 | 1125.2882
| 1357.3021 | 1125.2882
| 1356.9566 | 1125.2882
| 1356.6886 | 1125.2882
| 1356.5044 | 1125.2882
| 1356.3448 | 1125.2882
| 1356.2084 | 1125.2882
| 1356.031 | 1125.2882
| 1355.6901 | 1125.2882
| 1355.3904 | 1125.2882
| 1355.0579 | 1125.2882
| 1354.9244 | 1125.2882
| 1354.6234 | 1125.2882
| 1354.486 | 1125.2882
| 1354.3592 | 1125.2882
| 1354.0619 | 1125.2882
| 1353.8017 | 1125.2882
| 1353.5169 | 1125.2882
| 1353.2591 | 1125.2882
| 1353.0966 | 1125.2882
| 1352.6566 | 1125.2882
| 1352.4486 | 1125.2882
| 1352.1507 | 1125.2882
| 1351.9412 | 1125.2882
| 1351.6761 | 1125.2882
| 1351.4276 | 1125.2882
| 1351.2181 | 1125.2882
| 1351.0978 | 1125.2882
| 1350.8685 | 1125.2882
| 1350.6517 | 1125.2882
| 1350.3868 | 1125.2882
| 1350.0365 | 1125.2882
| 1349.8089 | 1125.2882
| 1349.5736 | 1125.2882
| 1349.377 | 1125.2882
| 1349.1506 | 1125.2882
| 1348.9065 | 1125.2882
| 1348.697 | 1125.2882
| 1348.5424 | 1125.2882
| 1348.3925 | 1125.2882
| 1348.1589 | 1125.2882
| 1347.8885 | 1125.2882
| 1347.7287 | 1125.2882
| 1347.4898 | 1125.2882
| 1347.2701 | 1125.2882
| 1346.9349 | 1125.2882
| 1346.7656 | 1125.2882
| 1346.5175 | 1125.2882
| 1346.2612 | 1125.2882
| 1346.0448 | 1125.2882
| 1345.9343 | 1125.2882
| 1345.6834 | 1125.2882
| 1345.501 | 1125.2882
| 1345.2354 | 1125.2882
| 1345.0495 | 1125.2882
| 1344.7442 | 1125.2882
| 1344.4582 | 1125.2882
| 1344.2227 | 1125.2882
| 1343.9354 | 1125.2882
| 1343.7278 | 1125.2882
| 1343.4913 | 1125.2882
| 1343.3216 | 1125.2882
| 1343.1198 | 1125.2882
| 1342.8487 | 1125.2882
| 1342.6395 | 1125.2882
| 1342.3055 | 1125.2882
| 1342.0042 | 1125.2882
| 1341.6795 | 1125.2882
| 1341.441 | 1125.2882
| 1341.2247 | 1125.2882
| 1341.0912 | 1125.2882
| 1340.9691 | 1125.2882
| 1340.819 | 1125.2882
| 1340.6394 | 1125.2882
| 1340.4153 | 1125.2882
| 1340.1457 | 1125.2882
| 1339.9643 | 1125.2882
| 1339.6989 | 1125.2882
| 1339.4257 | 1125.2882
| 1339.2273 | 1125.2882
| 1338.8994 | 1125.2882
| 1338.7381 | 1125.2882
| 1338.5689 | 1125.2882
| 1338.3225 | 1125.2882
| 1338.0538 | 1125.2882
| 1337.8243 | 1125.2882
| 1337.6386 | 1125.2882
| 1337.3568 | 1125.2882
| 1337.151 | 1125.2882
| 1336.9151 | 1125.2882
| 1336.5745 | 1125.2882
| 1336.273 | 1125.2882
| 1336.0622 | 1125.2882
| 1335.7955 | 1125.2882
| 1335.641 | 1125.2882
| 1335.3527 | 1125.2882
| 1335.0677 | 1125.2882
| 1334.7983 | 1125.2882
| 1334.595 | 1125.2882
| 1334.3022 | 1125.2882
| 1334.1032 | 1125.2882
| 1333.7779 | 1125.2882
| 1333.3906 | 1125.2882
| 1333.186 | 1125.2882
| 1332.9812 | 1125.2882
| 1332.7311 | 1125.2882
| 1332.5529 | 1125.2882
| 1332.1237 | 1125.2882
| 1331.8222 | 1125.2882
| 1331.7048 | 1125.2882
| 1331.4676 | 1125.2882
| 1331.3045 | 1125.2882
| 1331.1262 | 1125.2882
| 1330.929 | 1125.2882
| 1330.7433 | 1125.2882
| 1330.631 | 1125.2882
| 1330.4274 | 1125.2882
| 1330.2046 | 1125.2882
| 1330.0254 | 1125.2882
| 1329.8692 | 1125.2882
| 1329.5137 | 1125.2882
| 1329.1589 | 1125.2882
| 1328.9479 | 1125.2882
| 1328.7683 | 1125.2882
| 1328.4957 | 1125.2882
| 1328.189 | 1125.2882
| 1328.0104 | 1125.2882
| 1327.7195 | 1125.2882
| 1327.4378 | 1125.2882
| 1327.2711 | 1125.2882
| 1327.0133 | 1125.2882
| 1326.781 | 1125.2882
| 1326.5417 | 1125.2882
| 1326.3356 | 1125.2882
| 1325.9293 | 1125.2882
| 1325.6042 | 1125.2882
| 1325.3431 | 1125.2882
| 1325.0034 | 1125.2882
| 1324.6357 | 1125.2882
| 1324.4319 | 1125.2882
| 1324.0446 | 1125.2882
| 1323.8276 | 1125.2882
| 1323.6113 | 1125.2882
| 1323.2563 | 1125.2882
| 1323.038 | 1125.2882
| 1322.8244 | 1125.2882
| 1322.4794 | 1125.2882
| 1322.1642 | 1125.2882
| 1321.9495 | 1125.2882
| 1321.7432 | 1125.2882
| 1321.4439 | 1125.2882
| 1321.1847 | 1125.2882
| 1320.9368 | 1125.2882
| 1320.7184 | 1125.2882
| 1320.4691 | 1125.2882
| 1320.1602 | 1125.2882
| 1319.991 | 1125.2882
| 1319.4646 | 1125.2882
| 1319.1639 | 1125.2882
| 1318.8875 | 1125.2882
| 1318.6776 | 1125.2882
| 1318.355 | 1125.2882
| 1318.1659 | 1125.2882
| 1317.9208 | 1125.2882
| 1317.7877 | 1125.2882
| 1317.4881 | 1125.2882
| 1317.1582 | 1125.2882
| 1316.9687 | 1125.2882
| 1316.6761 | 1125.2882
| 1316.4648 | 1125.2882
| 1316.2024 | 1125.2882
| 1315.8465 | 1125.2882
| 1315.5935 | 1125.2882
| 1315.3457 | 1125.2882
| 1315.1003 | 1125.2882
| 1314.8577 | 1125.2882
| 1314.6124 | 1125.2882
| 1314.3382 | 1125.2882
| 1314.1993 | 1125.2882
| 1313.8838 | 1125.2882
| 1313.6036 | 1125.2882
| 1313.394 | 1125.2882
| 1313.1924 | 1125.2882
| 1312.9523 | 1125.2882
| 1312.6118 | 1125.2882
| 1312.2609 | 1125.2882
| 1311.9639 | 1125.2882
| 1311.6529 | 1125.2882
| 1311.5007 | 1125.2882
| 1311.3141 | 1125.2882
| 1310.9124 | 1125.2882
| 1310.699 | 1125.2882
| 1310.4235 | 1125.2882
| 1310.2467 | 1125.2882
| 1310.0388 | 1125.2882
| 1309.7583 | 1125.2882
| 1309.5363 | 1125.2882
| 1309.2969 | 1125.2882
| 1308.9851 | 1125.2882
| 1308.7686 | 1125.2882
| 1308.4336 | 1125.2882
| 1308.1489 | 1125.2882
| 1307.8969 | 1125.2882
| 1307.6497 | 1125.2882
| 1307.4755 | 1125.2882
| 1307.1085 | 1125.2882
| 1306.8149 | 1125.2882
| 1306.4401 | 1125.2882
| 1306.0811 | 1125.2882
| 1305.8417 | 1125.2882
| 1305.6584 | 1125.2882
| 1305.3403 | 1125.2882
| 1305.0532 | 1125.2882
| 1304.766 | 1125.2882
| 1304.5333 | 1125.2882
| 1304.0968 | 1125.2882
| 1303.926 | 1125.2882
| 1303.7067 | 1125.2882
| 1303.4564 | 1125.2882
| 1303.187 | 1125.2882
| 1303.0261 | 1125.2882
| 1302.8272 | 1125.2882
| 1302.475 | 1125.2882
| 1302.2319 | 1125.2882
| 1302.0768 | 1125.2882
| 1301.8314 | 1125.2882
| 1301.6105 | 1125.2882
| 1301.226 | 1125.2882
| 1301.0569 | 1125.2882
| 1300.8161 | 1125.2882
| 1300.5873 | 1125.2882
| 1300.288 | 1125.2882
| 1300.0515 | 1125.2882
| 1299.7915 | 1125.2882
| 1299.5941 | 1125.2882
| 1299.3865 | 1125.2882
| 1299.1883 | 1125.2882
| 1298.9347 | 1125.2882
| 1298.5851 | 1125.2882
| 1298.3338 | 1125.2882
| 1298.2057 | 1125.2882
| 1297.928 | 1125.2882
| 1297.4058 | 1125.2882
| 1297.0773 | 1125.2882
| 1296.7782 | 1125.2882
| 1296.4472 | 1125.2882
| 1296.2295 | 1125.2882
| 1295.947 | 1125.2882
| 1295.5882 | 1125.2882
| 1295.1817 | 1125.2882
| 1294.9636 | 1125.2882
| 1294.6974 | 1125.2882
| 1294.4389 | 1125.2882
| 1294.3014 | 1125.2882
| 1293.9481 | 1125.2882
| 1293.7313 | 1125.2882
| 1293.5216 | 1125.2882
| 1293.2524 | 1125.2882
| 1293.0315 | 1125.2882
| 1292.8324 | 1125.2882
| 1292.6741 | 1125.2882
| 1292.286 | 1125.2882
| 1291.9879 | 1125.2882
| 1291.8686 | 1125.2882
| 1291.5777 | 1125.2882
| 1291.2067 | 1125.2882
| 1290.9507 | 1125.2882
| 1290.777 | 1125.2882
| 1290.5726 | 1125.2882
| 1290.3377 | 1125.2882
| 1290.1302 | 1125.2882
| 1289.8004 | 1125.2882
| 1289.5749 | 1125.2882
| 1289.3188 | 1125.2882
| 1289.0153 | 1125.2882
| 1288.7888 | 1125.2882
| 1288.479 | 1125.2882
| 1288.2905 | 1125.2882
| 1288.1127 | 1125.2882
| 1287.823 | 1125.2882
| 1287.5005 | 1125.2882
| 1287.2911 | 1125.2882
| 1287.0747 | 1125.2882
| 1286.856 | 1125.2882
| 1286.6608 | 1125.2882
| 1286.4473 | 1125.2882
| 1286.1702 | 1125.2882
| 1285.8811 | 1125.2882
| 1285.5338 | 1125.2882
| 1285.2713 | 1125.2882
| 1284.9715 | 1125.2882
| 1284.6485 | 1125.2882
| 1284.4562 | 1125.2882
| 1284.2728 | 1125.2882
| 1284.0297 | 1125.2882
| 1283.8854 | 1125.2882
| 1283.5983 | 1125.2882
| 1283.4353 | 1125.2882
| 1282.9355 | 1125.2882
| 1282.7254 | 1125.2882
| 1282.5467 | 1125.2882
| 1282.3405 | 1125.2882
| 1282.0673 | 1125.2882
| 1281.7804 | 1125.2882
| 1281.5154 | 1125.2882
| 1281.2351 | 1125.2882
| 1280.8233 | 1125.2882
| 1280.4337 | 1125.2882
| 1280.2053 | 1125.2882
| 1279.9702 | 1125.2882
| 1279.6884 | 1125.2882
| 1279.5011 | 1125.2882
| 1279.2934 | 1125.2882
| 1279.0591 | 1125.2882
| 1278.699 | 1125.2882
| 1278.4004 | 1125.2882
| 1278.2213 | 1125.2882
| 1277.9863 | 1125.2882
| 1277.6449 | 1125.2882
| 1277.3763 | 1125.2882
| 1277.0578 | 1125.2882
| 1276.7244 | 1125.2882
| 1276.3593 | 1125.2882
| 1276.1592 | 1125.2882
| 1275.8784 | 1125.2882
| 1275.6421 | 1125.2882
| 1275.2344 | 1125.2882
| 1274.9819 | 1125.2882
| 1274.6249 | 1125.2882
| 1274.4086 | 1125.2882
| 1274.2315 | 1125.2882
| 1273.9666 | 1125.2882
| 1273.7385 | 1125.2882
| 1273.4001 | 1125.2882
| 1273.2731 | 1125.2882
| 1273.0584 | 1125.2882
| 1272.8414 | 1125.2882
| 1272.4231 | 1125.2882
| 1272.1835 | 1125.2882
| 1271.8965 | 1125.2882
| 1271.7234 | 1125.2882
| 1271.3564 | 1125.2882
| 1271.0052 | 1125.2882
| 1270.7691 | 1125.2882
| 1270.4907 | 1125.2882
| 1270.0993 | 1125.2882
| 1269.8343 | 1125.2882
| 1269.6026 | 1125.2882
| 1269.3671 | 1125.2882
| 1269.1871 | 1125.2882
| 1269.0134 | 1125.2882
| 1268.6564 | 1125.2882
| 1268.5248 | 1125.2882
| 1268.2145 | 1125.2882
| 1267.9856 | 1125.2882
| 1267.606 | 1125.2882
| 1267.4819 | 1125.2882
| 1267.298 | 1125.2882
| 1267.0687 | 1125.2882
| 1266.7927 | 1125.2882
| 1266.6086 | 1125.2882
| 1266.277 | 1125.2882
| 1266.1307 | 1125.2882
| 1265.9308 | 1125.2882
| 1265.7259 | 1125.2882
| 1265.5463 | 1125.2882
| 1265.3981 | 1125.2882
| 1265.1055 | 1125.2882
| 1264.7716 | 1125.2882
| 1264.5972 | 1125.2882
| 1264.3578 | 1125.2882
| 1264.1128 | 1125.2882
| 1263.737 | 1125.2882
| 1263.3874 | 1125.2882
| 1263.2301 | 1125.2882
| 1263.0069 | 1125.2882
| 1262.6969 | 1125.2882
| 1262.3916 | 1125.2882
| 1262.117 | 1125.2882
| 1261.9239 | 1125.2882
| 1261.7048 | 1125.2882
| 1261.4847 | 1125.2882
| 1261.2096 | 1125.2882
| 1260.9224 | 1125.2882
| 1260.6627 | 1125.2882
| 1260.2597 | 1125.2882
| 1260.0454 | 1125.2882
| 1259.8079 | 1125.2882
| 1259.5146 | 1125.2882
| 1259.1787 | 1125.2882
| 1258.8263 | 1125.2882
| 1258.6543 | 1125.2882
| 1258.5235 | 1125.2882
| 1258.2899 | 1125.2882
| 1258.1032 | 1125.2882
| 1257.9548 | 1125.2882
| 1257.755 | 1125.2882
| 1257.5769 | 1125.2882
| 1257.3973 | 1125.2882
| 1257.1393 | 1125.2882
| 1256.8453 | 1125.2882
| 1256.6262 | 1125.2882
| 1256.4026 | 1125.2882
| 1256.1832 | 1125.2882
| 1255.9896 | 1125.2882
| 1255.7102 | 1125.2882
| 1255.4519 | 1125.2882
| 1255.3086 | 1125.2882
| 1254.965 | 1125.2882
| 1254.7259 | 1125.2882
| 1254.3911 | 1125.2882
| 1254.13 | 1125.2882
| 1253.8862 | 1125.2882
| 1253.6402 | 1125.2882
| 1253.3848 | 1125.2882
| 1253.0735 | 1125.2882
| 1252.8235 | 1125.2882
| 1252.5872 | 1125.2882
| 1252.262 | 1125.2882
| 1252.051 | 1125.2882
| 1251.8533 | 1125.2882
| 1251.6391 | 1125.2882
| 1251.4813 | 1125.2882
| 1251.2181 | 1125.2882
| 1250.993 | 1125.2882
| 1250.7984 | 1125.2882
| 1250.5918 | 1125.2882
| 1250.3487 | 1125.2882
| 1250.1186 | 1125.2882
| 1249.9487 | 1125.2882
| 1249.7922 | 1125.2882
| 1249.602 | 1125.2882
| 1249.297 | 1125.2882
| 1248.9962 | 1125.2882
| 1248.7801 | 1125.2882
| 1248.528 | 1125.2882
| 1248.3403 | 1125.2882
| 1248.1537 | 1125.2882
| 1247.879 | 1125.2882
| 1247.6082 | 1125.2882
| 1247.2745 | 1125.2882
| 1247.0723 | 1125.2882
| 1246.8082 | 1125.2882
| 1246.5653 | 1125.2882
| 1246.2927 | 1125.2882
| 1246.108 | 1125.2882
| 1245.8873 | 1125.2882
| 1245.6644 | 1125.2882
| 1245.5015 | 1125.2882
| 1245.2476 | 1125.2882
| 1244.9709 | 1125.2882
| 1244.6051 | 1125.2882
| 1244.35 | 1125.2882
| 1244.0528 | 1125.2882
| 1243.8525 | 1125.2882
| 1243.4485 | 1125.2882
| 1243.1879 | 1125.2882
| 1242.6914 | 1125.2882
| 1242.3947 | 1125.2882
| 1242.0823 | 1125.2882
| 1241.9759 | 1125.2882
| 1241.7245 | 1125.2882
| 1241.5403 | 1125.2882
| 1241.234 | 1125.2882
| 1240.9706 | 1125.2882
| 1240.8135 | 1125.2882
| 1240.6631 | 1125.2882
| 1240.394 | 1125.2882
| 1240.1296 | 1125.2882
| 1239.9023 | 1125.2882
| 1239.7245 | 1125.2882
| 1239.5862 | 1125.2882
| 1239.3883 | 1125.2882
| 1239.226 | 1125.2882
| 1239.0377 | 1125.2882
| 1238.7804 | 1125.2882
| 1238.5982 | 1125.2882
| 1238.3281 | 1125.2882
| 1238.0724 | 1125.2882
| 1237.7789 | 1125.2882
| 1237.5871 | 1125.2882
| 1237.3414 | 1125.2882
| 1237.0465 | 1125.2882
| 1236.7842 | 1125.2882
| 1236.5645 | 1125.2882
| 1236.2508 | 1125.2882
| 1235.97 | 1125.2882
| 1235.7175 | 1125.2882
| 1235.5482 | 1125.2882
| 1235.1283 | 1125.2882
| 1234.8072 | 1125.2882
| 1234.5635 | 1125.2882
| 1234.3548 | 1125.2882
| 1234.0508 | 1125.2882
| 1233.6827 | 1125.2882
| 1233.4519 | 1125.2882
| 1233.1932 | 1125.2882
| 1232.8935 | 1125.2882
| 1232.6701 | 1125.2882
| 1232.3332 | 1125.2882
| 1232.0312 | 1125.2882
| 1231.8185 | 1125.2882
| 1231.6671 | 1125.2882
| 1231.4835 | 1125.2882
| 1231.2152 | 1125.2882
| 1230.8436 | 1125.2882
| 1230.5148 | 1125.2882
| 1230.3331 | 1125.2882
| 1230.0062 | 1125.2882
| 1229.8285 | 1125.2882
| 1229.4712 | 1125.2882
| 1229.2092 | 1125.2882
| 1228.8053 | 1125.2882
| 1228.6612 | 1125.2882
| 1228.4059 | 1125.2882
| 1228.244 | 1125.2882
| 1227.9258 | 1125.2882
| 1227.6777 | 1125.2882
| 1227.3774 | 1125.2882
| 1227.1484 | 1125.2882
| 1227.0017 | 1125.2882
| 1226.7211 | 1125.2882
| 1226.4652 | 1125.2882
| 1226.2392 | 1125.2882
| 1225.922 | 1125.2882
| 1225.5451 | 1125.2882
| 1225.3501 | 1125.2882
| 1225.0151 | 1125.2882
| 1224.7638 | 1125.2882
| 1224.4614 | 1125.2882
| 1224.2746 | 1125.2882
| 1224.0925 | 1125.2882
| 1223.7624 | 1125.2882
| 1223.5965 | 1125.2882
| 1223.379 | 1125.2882
| 1223.1413 | 1125.2882
| 1223.0411 | 1125.2882
| 1222.7784 | 1125.2882
| 1222.529 | 1125.2882
| 1222.3457 | 1125.2882
| 1222.0676 | 1125.2882
| 1221.9061 | 1125.2882
| 1221.4875 | 1125.2882
| 1221.2643 | 1125.2882
| 1220.9486 | 1125.2882
| 1220.8263 | 1125.2882
| 1220.6525 | 1125.2882
| 1220.3277 | 1125.2882
| 1220.189 | 1125.2882
| 1219.931 | 1125.2882
| 1219.8054 | 1125.2882
| 1219.5529 | 1125.2882
| 1219.2005 | 1125.2882
| 1218.9052 | 1125.2882
| 1218.5128 | 1125.2882
| 1218.2599 | 1125.2882
| 1217.9068 | 1125.2882
| 1217.7324 | 1125.2882
| 1217.3728 | 1125.2882
| 1217.0934 | 1125.2882
| 1216.9244 | 1125.2882
| 1216.747 | 1125.2882
| 1216.5658 | 1125.2882
| 1216.4082 | 1125.2882
| 1216.2479 | 1125.2882
| 1215.8012 | 1125.2882
| 1215.5397 | 1125.2882
| 1215.4162 | 1125.2882
| 1215.0604 | 1125.2882
| 1214.7236 | 1125.2882
| 1214.543 | 1125.2882
| 1214.1936 | 1125.2882
| 1213.8561 | 1125.2882
| 1213.7019 | 1125.2882
| 1213.5194 | 1125.2882
| 1213.309 | 1125.2882
| 1213.1658 | 1125.2882
| 1212.6628 | 1125.2882
| 1212.4403 | 1125.2882
| 1212.1288 | 1125.2882
| 1211.7113 | 1125.2882
| 1211.4882 | 1125.2882
| 1211.2486 | 1125.2882
| 1210.844 | 1125.2882
| 1210.4212 | 1125.2882
| 1210.262 | 1125.2882
| 1210.0338 | 1125.2882
| 1209.7973 | 1125.2882
| 1209.6066 | 1125.2882
| 1209.3397 | 1125.2882
| 1209.0943 | 1125.2882
| 1208.7101 | 1125.2882
| 1208.4371 | 1125.2882
| 1208.1944 | 1125.2882
| 1207.9933 | 1125.2882
| 1207.7669 | 1125.2882
| 1207.6163 | 1125.2882
| 1207.3725 | 1125.2882
| 1207.2194 | 1125.2882
| 1206.8311 | 1125.2882
| 1206.5743 | 1125.2882
| 1206.3368 | 1125.2882
| 1206.1083 | 1125.2882
| 1205.8958 | 1125.2882
| 1205.6061 | 1125.2882
| 1205.4466 | 1125.2882
| 1205.1962 | 1125.2882
| 1205.0308 | 1125.2882
| 1204.7652 | 1125.2882
| 1204.4828 | 1125.2882
| 1204.2582 | 1125.2882
| 1204.0987 | 1125.2882
| 1203.943 | 1125.2882
| 1203.7674 | 1125.2882
| 1203.4963 | 1125.2882
| 1203.2554 | 1125.2882
| 1202.8169 | 1125.2882
| 1202.6054 | 1125.2882
| 1202.3983 | 1125.2882
| 1202.2617 | 1125.2882
| 1202.029 | 1125.2882
| 1201.5086 | 1125.2882
| 1201.2839 | 1125.2882
| 1201.1303 | 1125.2882
| 1200.8048 | 1125.2882
| 1200.6086 | 1125.2882
| 1200.4295 | 1125.2882
| 1200.019 | 1125.2882
| 1199.7597 | 1125.2882
| 1199.4354 | 1125.2882
| 1199.2295 | 1125.2882
| 1199.0541 | 1125.2882
| 1198.6926 | 1125.2882
| 1198.4344 | 1125.2882
| 1198.2361 | 1125.2882
| 1198.1158 | 1125.2882
| 1197.8073 | 1125.2882
| 1197.4127 | 1125.2882
| 1197.2395 | 1125.2882
| 1197.0717 | 1125.2882
| 1196.9253 | 1125.2882
| 1196.6857 | 1125.2882
| 1196.4157 | 1125.2882
| 1196.1097 | 1125.2882
| 1195.7821 | 1125.2882
| 1195.4868 | 1125.2882
| 1195.2114 | 1125.2882
| 1194.9766 | 1125.2882
| 1194.7527 | 1125.2882
| 1194.6235 | 1125.2882
| 1194.4076 | 1125.2882
| 1194.1395 | 1125.2882
| 1193.9287 | 1125.2882
| 1193.7884 | 1125.2882
| 1193.5333 | 1125.2882
| 1193.2653 | 1125.2882
| 1193.1235 | 1125.2882
| 1192.7986 | 1125.2882
| 1192.5525 | 1125.2882
| 1192.3197 | 1125.2882
| 1192.063 | 1125.2882
| 1191.8179 | 1125.2882
| 1191.5078 | 1125.2882
| 1191.214 | 1125.2882
| 1190.9585 | 1125.2882
| 1190.6667 | 1125.2882
| 1190.4696 | 1125.2882
| 1190.1688 | 1125.2882
| 1189.7984 | 1125.2882
| 1189.4366 | 1125.2882
| 1189.2506 | 1125.2882
| 1188.9882 | 1125.2882
| 1188.7797 | 1125.2882
| 1188.5244 | 1125.2882
| 1188.2535 | 1125.2882
| 1188.0224 | 1125.2882
| 1187.8364 | 1125.2882
| 1187.6225 | 1125.2882
| 1187.418 | 1125.2882
| 1187.1056 | 1125.2882
| 1186.9377 | 1125.2882
| 1186.7294 | 1125.2882
| 1186.4562 | 1125.2882
| 1186.1934 | 1125.2882
| 1185.9407 | 1125.2882
| 1185.7721 | 1125.2882
| 1185.4637 | 1125.2882
| 1185.1381 | 1125.2882
| 1184.9817 | 1125.2882
| 1184.8322 | 1125.2882
| 1184.5753 | 1125.2882
| 1184.437 | 1125.2882
| 1183.9742 | 1125.2882
| 1183.7708 | 1125.2882
| 1183.3727 | 1125.2882
| 1183.1382 | 1125.2882
| 1182.8092 | 1125.2882
| 1182.5365 | 1125.2882
| 1182.3196 | 1125.2882
| 1182.1015 | 1125.2882
| 1181.624 | 1125.2882
| 1181.3449 | 1125.2882
| 1181.146 | 1125.2882
| 1180.8982 | 1125.2882
| 1180.5052 | 1125.2882
| 1180.1271 | 1125.2882
| 1179.8355 | 1125.2882
| 1179.4859 | 1125.2882
| 1179.2438 | 1125.2882
| 1178.9519 | 1125.2882
| 1178.7532 | 1125.2882
| 1178.4798 | 1125.2882
| 1178.1723 | 1125.2882
| 1177.9006 | 1125.2882
| 1177.7414 | 1125.2882
| 1177.5555 | 1125.2882
| 1177.2314 | 1125.2882
| 1177.0123 | 1125.2882
| 1176.8129 | 1125.2882
| 1176.5087 | 1125.2882
| 1176.2162 | 1125.2882
| 1175.9359 | 1125.2882
| 1175.6367 | 1125.2882
| 1175.3642 | 1125.2882
| 1175.0115 | 1125.2882
| 1174.8513 | 1125.2882
| 1174.6484 | 1125.2882
| 1174.1941 | 1125.2882
| 1173.9771 | 1125.2882
| 1173.7602 | 1125.2882
| 1173.5966 | 1125.2882
| 1173.2646 | 1125.2882
| 1173.1378 | 1125.2882
| 1172.8819 | 1125.2882
| 1172.7104 | 1125.2882
| 1172.4752 | 1125.2882
| 1172.2248 | 1125.2882
| 1171.9705 | 1125.2882
| 1171.7845 | 1125.2882
| 1171.5076 | 1125.2882
| 1171.1265 | 1125.2882
| 1170.9373 | 1125.2882
| 1170.8122 | 1125.2882
| 1170.6646 | 1125.2882
| 1170.422 | 1125.2882
| 1170.1594 | 1125.2882
| 1169.9652 | 1125.2882
| 1169.6994 | 1125.2882
| 1169.4711 | 1125.2882
| 1169.2326 | 1125.2882
| 1168.9412 | 1125.2882
| 1168.6839 | 1125.2882
| 1168.4703 | 1125.2882
| 1168.1811 | 1125.2882
| 1168.03 | 1125.2882
| 1167.8849 | 1125.2882
| 1167.6504 | 1125.2882
| 1167.3686 | 1125.2882
| 1167.0187 | 1125.2882
| 1166.6736 | 1125.2882
| 1166.4267 | 1125.2882
| 1166.1865 | 1125.2882
| 1165.8725 | 1125.2882
| 1165.6894 | 1125.2882
| 1165.4145 | 1125.2882
| 1165.1163 | 1125.2882
| 1164.8556 | 1125.2882
| 1164.4677 | 1125.2882
| 1164.1156 | 1125.2882
| 1163.9639 | 1125.2882
| 1163.6422 | 1125.2882
| 1163.5436 | 1125.2882
| 1163.3668 | 1125.2882
| 1163.1318 | 1125.2882
| 1162.8345 | 1125.2882
| 1162.6497 | 1125.2882
| 1162.2849 | 1125.2882
| 1162.092 | 1125.2882
| 1161.9354 | 1125.2882
| 1161.5258 | 1125.2882
| 1161.1971 | 1125.2882
| 1160.972 | 1125.2882
| 1160.7145 | 1125.2882
| 1160.3022 | 1125.2882
| 1159.8317 | 1125.2882
| 1159.6154 | 1125.2882
| 1159.4103 | 1125.2882
| 1159.1724 | 1125.2882
| 1158.8657 | 1125.2882
| 1158.5029 | 1125.2882
| 1158.1714 | 1125.2882
| 1157.9105 | 1125.2882
| 1157.5728 | 1125.2882
| 1157.3154 | 1125.2882
| 1157.0585 | 1125.2882
| 1156.8345 | 1125.2882
| 1156.6301 | 1125.2882
| 1156.2561 | 1125.2882
| 1155.8965 | 1125.2882
| 1155.5598 | 1125.2882
| 1155.2875 | 1125.2882
| 1155.0665 | 1125.2882
| 1154.7528 | 1125.2882
| 1154.4999 | 1125.2882
| 1154.1179 | 1125.2882
| 1153.8678 | 1125.2882
| 1153.5573 | 1125.2882
| 1153.2482 | 1125.2882
| 1153.0009 | 1125.2882
| 1152.8299 | 1125.2882
| 1152.5403 | 1125.2882
| 1152.2869 | 1125.2882
| 1151.9359 | 1125.2882
| 1151.645 | 1125.2882
| 1151.3257 | 1125.2882
| 1151.1299 | 1125.2882
| 1150.7138 | 1125.2882
| 1150.5194 | 1125.2882
| 1150.2577 | 1125.2882
| 1150.0028 | 1125.2882
| 1149.7238 | 1125.2882
| 1149.4861 | 1125.2882
| 1149.3455 | 1125.2882
| 1149.1182 | 1125.2882
| 1148.8511 | 1125.2882
| 1148.62 | 1125.2882
| 1148.3514 | 1125.2882
| 1148.0932 | 1125.2882
| 1147.7133 | 1125.2882
| 1147.4308 | 1125.2882
| 1147.2338 | 1125.2882
| 1146.7968 | 1125.2882
| 1146.5777 | 1125.2882
| 1146.2402 | 1125.2882
| 1145.9489 | 1125.2882
| 1145.6636 | 1125.2882
| 1145.4126 | 1125.2882
| 1145.1999 | 1125.2882
| 1145.0146 | 1125.2882
| 1144.741 | 1125.2882
| 1144.3199 | 1125.2882
| 1144.0395 | 1125.2882
| 1143.9029 | 1125.2882
| 1143.7238 | 1125.2882
| 1143.4049 | 1125.2882
| 1143.107 | 1125.2882
| 1142.9146 | 1125.2882
| 1142.5904 | 1125.2882
| 1142.3478 | 1125.2882
| 1142.1757 | 1125.2882
| 1141.9191 | 1125.2882
| 1141.6301 | 1125.2882
| 1141.3662 | 1125.2882
| 1141.199 | 1125.2882
| 1140.8207 | 1125.2882
| 1140.4737 | 1125.2882
| 1140.1863 | 1125.2882
| 1139.9261 | 1125.2882
| 1139.7343 | 1125.2882
| 1139.5605 | 1125.2882
| 1139.2867 | 1125.2882
| 1139.0177 | 1125.2882
| 1138.8489 | 1125.2882
| 1138.6267 | 1125.2882
| 1138.5224 | 1125.2882
| 1138.2993 | 1125.2882
| 1137.9505 | 1125.2882
| 1137.7463 | 1125.2882
| 1137.5471 | 1125.2882
| 1137.3248 | 1125.2882
| 1137.1248 | 1125.2882
| 1136.94 | 1125.2882
| 1136.7834 | 1125.2882
| 1136.5109 | 1125.2882
| 1136.378 | 1125.2882
| 1136.0499 | 1125.2882
| 1135.6768 | 1125.2882
| 1135.4385 | 1125.2882
| 1135.1765 | 1125.2882
| 1134.9946 | 1125.2882
| 1134.7138 | 1125.2882
| 1134.5325 | 1125.2882
| 1134.3329 | 1125.2882
| 1134.0511 | 1125.2882
| 1133.838 | 1125.2882
| 1133.477 | 1125.2882
| 1133.2851 | 1125.2882
| 1133.0112 | 1125.2882
| 1132.603 | 1125.2882
| 1132.4423 | 1125.2882
| 1132.1462 | 1125.2882
| 1132.0018 | 1125.2882
| 1131.7316 | 1125.2882
| 1131.5416 | 1125.2882
| 1131.2551 | 1125.2882
| 1131.0344 | 1125.2882
| 1130.6486 | 1125.2882
| 1130.4029 | 1125.2882
| 1130.1275 | 1125.2882
| 1129.9005 | 1125.2882
| 1129.5693 | 1125.2882
| 1129.3224 | 1125.2882
| 1128.9594 | 1125.2882
| 1128.5013 | 1125.2882
| 1128.2243 | 1125.2882
| 1128.0276 | 1125.2882
| 1127.6462 | 1125.2882
| 1127.408 | 1125.2882
| 1127.1906 | 1125.2882
| 1126.9187 | 1125.2882
| 1126.6857 | 1125.2882
| 1126.3145 | 1125.2882
| 1125.9981 | 1125.2882
| 1125.832 | 1125.2882
| 1125.6514 | 1125.2882
| 1125.4816 | 1125.2882
| 1125.1733 | 1125.2882
| 1124.8379 | 1125.2882
| 1124.5631 | 1125.2882
| 1124.386 | 1125.2882
| 1124.0757 | 1125.2882
| 1123.8601 | 1125.2882
| 1123.5686 | 1125.2882
| 1123.3049 | 1125.2882
| 1123.1915 | 1125.2882
| 1122.7641 | 1125.2882
| 1122.5101 | 1125.2882
| 1122.2293 | 1125.2882
| 1122.0257 | 1125.2882
| 1121.7226 | 1125.2882
| 1121.3938 | 1125.2882
| 1120.9763 | 1125.2882
| 1120.7208 | 1125.2882
| 1120.5247 | 1125.2882
| 1120.1905 | 1125.2882
| 1119.9915 | 1125.2882
| 1119.7494 | 1125.2882
| 1119.5565 | 1125.2882
| 1119.366 | 1125.2882
| 1119.0357 | 1125.2882
| 1118.5815 | 1125.2882
| 1118.0175 | 1125.2882
| 1117.7978 | 1125.2882
| 1117.5782 | 1125.2882
| 1117.1927 | 1125.2882
| 1116.9669 | 1125.2882
| 1116.7865 | 1125.2882
| 1116.645 | 1125.2882
| 1116.4066 | 1125.2882
| 1116.0975 | 1125.2882
| 1115.9622 | 1125.2882
| 1115.8002 | 1125.2882
| 1115.6305 | 1125.2882
| 1115.3432 | 1125.2882
| 1115.078 | 1125.2882
| 1114.722 | 1125.2882
| 1114.46 | 1125.2882
| 1114.1462 | 1125.2882
| 1113.9288 | 1125.2882
| 1113.6177 | 1125.2882
| 1113.3354 | 1125.2882
| 1113.1005 | 1125.2882
| 1112.8447 | 1125.2882
| 1112.6009 | 1125.2882
| 1112.2329 | 1125.2882
| 1111.9083 | 1125.2882
| 1111.6493 | 1125.2882
| 1111.5033 | 1125.2882
| 1111.1492 | 1125.2882
| 1110.9216 | 1125.2882
| 1110.5523 | 1125.2882
| 1110.3012 | 1125.2882
| 1110.043 | 1125.2882
| 1109.8457 | 1125.2882
| 1109.5741 | 1125.2882
| 1109.3316 | 1125.2882
| 1109.1128 | 1125.2882
| 1108.8082 | 1125.2882
| 1108.6432 | 1125.2882
| 1108.3907 | 1125.2882
| 1108.2933 | 1125.2882
| 1107.9877 | 1125.2882
| 1107.781 | 1125.2882
| 1107.44 | 1125.2882
| 1107.1679 | 1125.2882
| 1106.931 | 1125.2882
| 1106.6454 | 1125.2882
| 1106.3121 | 1125.2882
| 1105.9617 | 1125.2882
| 1105.6996 | 1125.2882
| 1105.4382 | 1125.2882
| 1105.2744 | 1125.2882
| 1104.9956 | 1125.2882
| 1104.7626 | 1125.2882
| 1104.5278 | 1125.2882
| 1104.3102 | 1125.2882
| 1103.8656 | 1125.2882
| 1103.526 | 1125.2882
| 1103.2262 | 1125.2882
| 1103.0707 | 1125.2882
| 1102.8875 | 1125.2882
| 1102.5884 | 1125.2882
| 1102.3398 | 1125.2882
| 1102.1449 | 1125.2882
| 1101.8298 | 1125.2882
| 1101.5513 | 1125.2882
| 1101.1749 | 1125.2882
| 1100.8705 | 1125.2882
| 1100.5708 | 1125.2882
| 1100.3952 | 1125.2882
| 1100.1381 | 1125.2882
| 1099.9691 | 1125.2882
| 1099.5869 | 1125.2882
| 1099.2719 | 1125.2882
| 1098.912 | 1125.2882
| 1098.7553 | 1125.2882
| 1098.4903 | 1125.2882
| 1098.0822 | 1125.2882
| 1097.8055 | 1125.2882
| 1097.5765 | 1125.2882
| 1097.3159 | 1125.2882
| 1097.0518 | 1125.2882
| 1096.7855 | 1125.2882
| 1096.5665 | 1125.2882
| 1096.2248 | 1125.2882
| 1095.9222 | 1125.2882
| 1095.6484 | 1125.2882
| 1095.3668 | 1125.2882
| 1095.2045 | 1125.2882
| 1095.0253 | 1125.2882
| 1094.7538 | 1125.2882
| 1094.3231 | 1125.2882
| 1094.2021 | 1125.2882
| 1093.9627 | 1125.2882
| 1093.7543 | 1125.2882
| 1093.526 | 1125.2882
| 1093.3284 | 1125.2882
| 1093.0534 | 1125.2882
| 1092.7851 | 1125.2882
| 1092.5855 | 1125.2882
| 1092.3224 | 1125.2882
| 1092.0592 | 1125.2882
| 1091.8548 | 1125.2882
| 1091.6073 | 1125.2882
| 1091.334 | 1125.2882
| 1091.0047 | 1125.2882
| 1090.7237 | 1125.2882
| 1090.4556 | 1125.2882
| 1090.2841 | 1125.2882
| 1090.1325 | 1125.2882
| 1089.8847 | 1125.2882
| 1089.6677 | 1125.2882
| 1089.5336 | 1125.2882
| 1089.3029 | 1125.2882
| 1088.9962 | 1125.2882
| 1088.7813 | 1125.2882
| 1088.4268 | 1125.2882
| 1088.0909 | 1125.2882
| 1087.8564 | 1125.2882
| 1087.6687 | 1125.2882
| 1087.4749 | 1125.2882
| 1087.0723 | 1125.2882
| 1086.9237 | 1125.2882
| 1086.5575 | 1125.2882
| 1086.2625 | 1125.2882
| 1086.0308 | 1125.2882
| 1085.574 | 1125.2882
| 1085.351 | 1125.2882
| 1085.1711 | 1125.2882
| 1084.9677 | 1125.2882
| 1084.8014 | 1125.2882
| 1084.4767 | 1125.2882
| 1084.0842 | 1125.2882
| 1083.7202 | 1125.2882
| 1083.2372 | 1125.2882
| 1082.91 | 1125.2882
| 1082.6876 | 1125.2882
| 1082.5178 | 1125.2882
| 1082.3519 | 1125.2882
| 1082.1489 | 1125.2882
| 1081.929 | 1125.2882
| 1081.5671 | 1125.2882
| 1081.3291 | 1125.2882
| 1081.0849 | 1125.2882
| 1080.7711 | 1125.2882
| 1080.584 | 1125.2882
| 1080.3058 | 1125.2882
| 1080.1 | 1125.2882
| 1079.8131 | 1125.2882
| 1079.5232 | 1125.2882
| 1079.171 | 1125.2882
| 1078.8841 | 1125.2882
| 1078.5812 | 1125.2882
| 1078.3846 | 1125.2882
| 1078.1796 | 1125.2882
| 1078.0008 | 1125.2882
| 1077.7556 | 1125.2882
| 1077.4384 | 1125.2882
| 1077.1961 | 1125.2882
| 1077.006 | 1125.2882
| 1076.7697 | 1125.2882
| 1076.6125 | 1125.2882
| 1076.3911 | 1125.2882
| 1076.0022 | 1125.2882
| 1075.8138 | 1125.2882
| 1075.6551 | 1125.2882
| 1075.3802 | 1125.2882
| 1075.0293 | 1125.2882
| 1074.7302 | 1125.2882
| 1074.451 | 1125.2882
| 1074.2056 | 1125.2882
| 1073.9115 | 1125.2882
| 1073.6708 | 1125.2882
| 1073.3759 | 1125.2882
| 1073.1517 | 1125.2882
| 1072.8587 | 1125.2882
| 1072.635 | 1125.2882
| 1072.3779 | 1125.2882
| 1072.2075 | 1125.2882
| 1071.9202 | 1125.2882
| 1071.7193 | 1125.2882
| 1071.3148 | 1125.2882
| 1070.934 | 1125.2882
| 1070.687 | 1125.2882
| 1070.4743 | 1125.2882
| 1070.0846 | 1125.2882
| 1069.8665 | 1125.2882
| 1069.6221 | 1125.2882
| 1069.3207 | 1125.2882
| 1069.0432 | 1125.2882
| 1068.8452 | 1125.2882
| 1068.6822 | 1125.2882
| 1068.4179 | 1125.2882
| 1068.2226 | 1125.2882
| 1067.9566 | 1125.2882
| 1067.6717 | 1125.2882
| 1067.5287 | 1125.2882
| 1067.3455 | 1125.2882
| 1067.1736 | 1125.2882
| 1066.8652 | 1125.2882
| 1066.6222 | 1125.2882
| 1066.292 | 1125.2882
| 1066.0085 | 1125.2882
| 1065.736 | 1125.2882
| 1065.4508 | 1125.2882
| 1065.1977 | 1125.2882
| 1064.961 | 1125.2882
| 1064.6657 | 1125.2882
| 1064.3569 | 1125.2882
| 1064.1982 | 1125.2882
| 1063.8708 | 1125.2882
| 1063.5889 | 1125.2882
| 1063.291 | 1125.2882
| 1063.167 | 1125.2882
| 1062.9702 | 1125.2882
| 1062.5609 | 1125.2882
| 1062.2539 | 1125.2882
| 1062.1059 | 1125.2882
| 1061.9491 | 1125.2882
| 1061.5174 | 1125.2882
| 1061.2158 | 1125.2882
| 1060.8194 | 1125.2882
| 1060.5823 | 1125.2882
| 1060.14 | 1125.2882
| 1059.7962 | 1125.2882
| 1059.6465 | 1125.2882
| 1059.3989 | 1125.2882
| 1059.24 | 1125.2882
| 1059.0126 | 1125.2882
| 1058.5969 | 1125.2882
| 1058.4563 | 1125.2882
| 1058.2651 | 1125.2882
| 1058.0727 | 1125.2882
| 1057.6778 | 1125.2882
| 1057.3412 | 1125.2882
| 1057.0915 | 1125.2882
| 1056.8175 | 1125.2882
| 1056.5676 | 1125.2882
| 1056.4153 | 1125.2882
| 1056.0576 | 1125.2882
| 1055.7538 | 1125.2882
| 1055.4899 | 1125.2882
| 1055.1864 | 1125.2882
| 1054.9211 | 1125.2882
| 1054.6514 | 1125.2882
| 1054.3912 | 1125.2882
| 1054.2361 | 1125.2882
| 1053.9443 | 1125.2882
| 1053.5731 | 1125.2882
| 1053.2839 | 1125.2882
| 1053.0548 | 1125.2882
| 1052.6773 | 1125.2882
| 1052.3783 | 1125.2882
| 1052.1576 | 1125.2882
| 1051.9237 | 1125.2882
| 1051.7731 | 1125.2882
| 1051.5456 | 1125.2882
| 1051.1488 | 1125.2882
| 1050.8053 | 1125.2882
| 1050.4687 | 1125.2882
| 1050.0842 | 1125.2882
| 1049.8072 | 1125.2882
| 1049.5512 | 1125.2882
| 1049.2101 | 1125.2882
| 1048.8491 | 1125.2882
| 1048.6928 | 1125.2882
| 1048.4478 | 1125.2882
| 1048.265 | 1125.2882
| 1047.9841 | 1125.2882
| 1047.6579 | 1125.2882
| 1047.3063 | 1125.2882
| 1046.8578 | 1125.2882
| 1046.5246 | 1125.2882
| 1046.3424 | 1125.2882
| 1045.9345 | 1125.2882
| 1045.5792 | 1125.2882
| 1045.3812 | 1125.2882
| 1045.1297 | 1125.2882
| 1044.7688 | 1125.2882
| 1044.5401 | 1125.2882
| 1044.2784 | 1125.2882
| 1044.1098 | 1125.2882
| 1043.6903 | 1125.2882
| 1043.3992 | 1125.2882
| 1043.2205 | 1125.2882
| 1043.0166 | 1125.2882
| 1042.7917 | 1125.2882
| 1042.542 | 1125.2882
| 1042.2924 | 1125.2882
| 1042.06 | 1125.2882
| 1041.6738 | 1125.2882
| 1041.4232 | 1125.2882
| 1041.242 | 1125.2882
| 1040.8065 | 1125.2882
| 1040.552 | 1125.2882
| 1040.2054 | 1125.2882
| 1039.7982 | 1125.2882
| 1039.642 | 1125.2882
| 1039.2904 | 1125.2882
| 1039.0521 | 1125.2882
| 1038.7144 | 1125.2882
| 1038.5674 | 1125.2882
| 1038.2557 | 1125.2882
| 1037.894 | 1125.2882
| 1037.6733 | 1125.2882
| 1037.4092 | 1125.2882
| 1037.0828 | 1125.2882
| 1036.7826 | 1125.2882
| 1036.4809 | 1125.2882
| 1036.1767 | 1125.2882
| 1035.8705 | 1125.2882
| 1035.5567 | 1125.2882
| 1035.2337 | 1125.2882
| 1034.8633 | 1125.2882
| 1034.5709 | 1125.2882
| 1034.248 | 1125.2882
| 1033.9255 | 1125.2882
| 1033.4249 | 1125.2882
| 1033.2953 | 1125.2882
| 1033.0877 | 1125.2882
| 1032.8593 | 1125.2882
| 1032.5257 | 1125.2882
| 1032.3198 | 1125.2882
| 1032.0176 | 1125.2882
| 1031.8864 | 1125.2882
| 1031.6135 | 1125.2882
| 1031.4497 | 1125.2882
| 1031.113 | 1125.2882
| 1030.8861 | 1125.2882
| 1030.5775 | 1125.2882
| 1030.2772 | 1125.2882
| 1029.8925 | 1125.2882
| 1029.5063 | 1125.2882
| 1029.2436 | 1125.2882
| 1028.8182 | 1125.2882
| 1028.5059 | 1125.2882
| 1028.3614 | 1125.2882
| 1028.0354 | 1125.2882
| 1027.553 | 1125.2882
| 1027.2818 | 1125.2882
| 1026.9765 | 1125.2882
| 1026.7578 | 1125.2882
| 1026.4468 | 1125.2882
| 1026.1499 | 1125.2882
| 1025.9475 | 1125.2882
| 1025.761 | 1125.2882
| 1025.4408 | 1125.2882
| 1025.1259 | 1125.2882
| 1024.9243 | 1125.2882
| 1024.5662 | 1125.2882
| 1024.4033 | 1125.2882
| 1024.0573 | 1125.2882
| 1023.7675 | 1125.2882
| 1023.501 | 1125.2882
| 1023.2308 | 1125.2882
| 1023.0368 | 1125.2882
| 1022.8285 | 1125.2882
| 1022.6065 | 1125.2882
| 1022.2537 | 1125.2882
| 1021.8705 | 1125.2882
| 1021.7309 | 1125.2882
| 1021.3907 | 1125.2882
| 1021.1058 | 1125.2882
| 1020.7795 | 1125.2882
| 1020.5016 | 1125.2882
| 1020.2114 | 1125.2882
| 1020.0139 | 1125.2882
| 1019.7409 | 1125.2882
| 1019.4687 | 1125.2882
| 1019.1304 | 1125.2882
| 1018.9245 | 1125.2882
| 1018.7036 | 1125.2882
| 1018.2708 | 1125.2882
| 1018.0345 | 1125.2882
| 1017.7465 | 1125.2882
| 1017.4777 | 1125.2882
| 1017.2469 | 1125.2882
| 1016.9659 | 1125.2882
| 1016.6682 | 1125.2882
| 1016.3989 | 1125.2882
| 1016.0628 | 1125.2882
| 1015.8079 | 1125.2882
| 1015.4822 | 1125.2882
| 1015.0851 | 1125.2882
| 1014.8427 | 1125.2882
| 1014.5563 | 1125.2882
| 1014.269 | 1125.2882
| 1013.9682 | 1125.2882
| 1013.8154 | 1125.2882
| 1013.664 | 1125.2882
| 1013.2692 | 1125.2882
| 1012.9308 | 1125.2882
| 1012.6146 | 1125.2882
| 1012.3605 | 1125.2882
| 1012.1961 | 1125.2882
| 1011.9827 | 1125.2882
| 1011.768 | 1125.2882
| 1011.4516 | 1125.2882
| 1011.1831 | 1125.2882
| 1010.8974 | 1125.2882
| 1010.5943 | 1125.2882
| 1010.1516 | 1125.2882
| 1009.8056 | 1125.2882
| 1009.4595 | 1125.2882
| 1009.1995 | 1125.2882
| 1008.885 | 1125.2882
| 1008.5206 | 1125.2882
| 1008.2878 | 1125.2882
| 1008.0721 | 1125.2882
| 1007.7588 | 1125.2882
| 1007.5381 | 1125.2882
| 1007.2749 | 1125.2882
| 1006.8276 | 1125.2882
| 1006.4084 | 1125.2882
| 1006.0927 | 1125.2882
| 1005.7234 | 1125.2882
| 1005.4955 | 1125.2882
| 1005.2601 | 1125.2882
| 1005.0411 | 1125.2882
| 1004.8013 | 1125.2882
| 1004.6278 | 1125.2882
| 1004.3393 | 1125.2882
| 1004.1673 | 1125.2882
| 1003.9316 | 1125.2882
| 1003.5719 | 1125.2882
| 1003.3333 | 1125.2882
| 1002.8882 | 1125.2882
| 1002.5619 | 1125.2882
| 1002.3389 | 1125.2882
| 1002.1142 | 1125.2882
| 1001.8247 | 1125.2882
| 1001.6739 | 1125.2882
| 1001.3971 | 1125.2882
| 1001.1607 | 1125.2882
| 1000.7008 | 1125.2882
| 1000.4961 | 1125.2882
| 1000.2243 | 1125.2882
| 1000.0254 | 1125.2882
| 999.7165 | 1125.2882
| 999.5013 | 1125.2882
| 999.0876 | 1125.2882
| 998.7928 | 1125.2882
| 998.3988 | 1125.2882
| 998.0968 | 1125.2882
| 997.7189 | 1125.2882
| 997.4193 | 1125.2882
| 997.1935 | 1125.2882
| 996.9139 | 1125.2882
| 996.6262 | 1125.2882
| 996.3667 | 1125.2882
| 996.1144 | 1125.2882
| 995.7516 | 1125.2882
| 995.4977 | 1125.2882
| 995.3037 | 1125.2882
| 995.1046 | 1125.2882
| 994.8891 | 1125.2882
| 994.5544 | 1125.2882
| 994.2574 | 1125.2882
| 993.9615 | 1125.2882
| 993.6684 | 1125.2882
| 993.3877 | 1125.2882
| 992.9745 | 1125.2882
| 992.7408 | 1125.2882
| 992.4554 | 1125.2882
| 992.1024 | 1125.2882
| 991.8407 | 1125.2882
| 991.594 | 1125.2882
| 991.2881 | 1125.2882
| 990.9898 | 1125.2882
| 990.6505 | 1125.2882
| 990.3841 | 1125.2882
| 990.0959 | 1125.2882
| 989.8178 | 1125.2882
| 989.606 | 1125.2882
| 989.1862 | 1125.2882
| 988.931 | 1125.2882
| 988.6259 | 1125.2882
| 988.4366 | 1125.2882
| 988.1916 | 1125.2882
| 988.0488 | 1125.2882
| 987.6881 | 1125.2882
| 987.5464 | 1125.2882
| 987.2854 | 1125.2882
| 987.0024 | 1125.2882
| 986.6788 | 1125.2882
| 986.4263 | 1125.2882
| 986.1281 | 1125.2882
| 985.8729 | 1125.2882
| 985.5787 | 1125.2882
| 985.3819 | 1125.2882
| 984.9967 | 1125.2882
| 984.6396 | 1125.2882
| 984.4024 | 1125.2882
| 984.0413 | 1125.2882
| 983.743 | 1125.2882
| 983.5669 | 1125.2882
| 983.3402 | 1125.2882
| 982.8694 | 1125.2882
| 982.4767 | 1125.2882
| 982.1529 | 1125.2882
| 981.9212 | 1125.2882
| 981.4175 | 1125.2882
| 981.1144 | 1125.2882
| 980.8282 | 1125.2882
| 980.5752 | 1125.2882
| 980.1507 | 1125.2882
| 979.8005 | 1125.2882
| 979.4118 | 1125.2882
| 979.2103 | 1125.2882
| 978.6635 | 1125.2882
| 978.3963 | 1125.2882
| 978.0206 | 1125.2882
| 977.7673 | 1125.2882
| 977.4666 | 1125.2882
| 977.1816 | 1125.2882
| 976.9681 | 1125.2882
| 976.5376 | 1125.2882
| 976.0764 | 1125.2882
| 975.9086 | 1125.2882
| 975.6389 | 1125.2882
| 975.2893 | 1125.2882
| 975.0882 | 1125.2882
| 974.7324 | 1125.2882
| 974.5277 | 1125.2882
| 974.0894 | 1125.2882
| 973.8606 | 1125.2882
| 973.3543 | 1125.2882
| 973.0803 | 1125.2882
| 972.7288 | 1125.2882
| 972.4908 | 1125.2882
| 972.1385 | 1125.2882
| 971.7899 | 1125.2882
| 971.5255 | 1125.2882
| 971.3176 | 1125.2882
| 970.9186 | 1125.2882
| 970.7011 | 1125.2882
| 970.4239 | 1125.2882
| 970.0369 | 1125.2882
| 969.6485 | 1125.2882
| 969.3261 | 1125.2882
| 969.0109 | 1125.2882
| 968.6592 | 1125.2882
| 968.3328 | 1125.2882
| 968.0682 | 1125.2882
| 967.9218 | 1125.2882
| 967.5595 | 1125.2882
| 967.0644 | 1125.2882
| 966.8138 | 1125.2882
| 966.5316 | 1125.2882
| 966.3137 | 1125.2882
| 966.0574 | 1125.2882
| 965.8275 | 1125.2882
| 965.5526 | 1125.2882
| 965.2296 | 1125.2882
| 964.9399 | 1125.2882
| 964.7139 | 1125.2882
| 964.5528 | 1125.2882
| 964.3107 | 1125.2882
| 963.9706 | 1125.2882
| 963.4927 | 1125.2882
| 963.2095 | 1125.2882
| 962.949 | 1125.2882
| 962.577 | 1125.2882
| 962.3375 | 1125.2882
| 961.9567 | 1125.2882
| 961.5058 | 1125.2882
| 960.9972 | 1125.2882
| 960.6125 | 1125.2882
| 960.2659 | 1125.2882
| 960.0413 | 1125.2882
| 959.645 | 1125.2882
| 959.493 | 1125.2882
| 959.1192 | 1125.2882
| 958.8274 | 1125.2882
| 958.5505 | 1125.2882
| 958.4045 | 1125.2882
| 958.109 | 1125.2882
| 957.8827 | 1125.2882
| 957.6934 | 1125.2882
| 957.3161 | 1125.2882
| 957.1397 | 1125.2882
| 956.9325 | 1125.2882
| 956.6158 | 1125.2882
| 956.2412 | 1125.2882
| 955.9941 | 1125.2882
| 955.728 | 1125.2882
| 955.4353 | 1125.2882
| 955.1366 | 1125.2882
| 954.6035 | 1125.2882
| 954.307 | 1125.2882
| 954.0138 | 1125.2882
| 953.8271 | 1125.2882
| 953.5376 | 1125.2882
| 953.336 | 1125.2882
| 953.1 | 1125.2882
| 952.8687 | 1125.2882
| 952.5084 | 1125.2882
| 951.8874 | 1125.2882
| 951.6097 | 1125.2882
| 951.4303 | 1125.2882
| 951.1781 | 1125.2882
| 950.9392 | 1125.2882
| 950.5879 | 1125.2882
| 950.1995 | 1125.2882
| 949.9789 | 1125.2882
| 949.7189 | 1125.2882
| 949.41 | 1125.2882
| 949.1797 | 1125.2882
| 948.738 | 1125.2882
| 948.4225 | 1125.2882
| 948.2014 | 1125.2882
| 947.9772 | 1125.2882
| 947.701 | 1125.2882
| 947.3788 | 1125.2882
| 947.1841 | 1125.2882
| 946.8576 | 1125.2882
| 946.3758 | 1125.2882
| 946.1408 | 1125.2882
| 945.9059 | 1125.2882
| 945.5206 | 1125.2882
| 944.9493 | 1125.2882
| 944.7568 | 1125.2882
| 944.3788 | 1125.2882
| 944.0072 | 1125.2882
| 943.6938 | 1125.2882
| 943.3451 | 1125.2882
| 942.9771 | 1125.2882
| 942.6021 | 1125.2882
| 942.1691 | 1125.2882
| 941.8327 | 1125.2882
| 941.3428 | 1125.2882
| 941.1943 | 1125.2882
| 940.8194 | 1125.2882
| 940.6749 | 1125.2882
| 940.4243 | 1125.2882
| 940.242 | 1125.2882
| 940.1226 | 1125.2882
| 939.8302 | 1125.2882
| 939.5601 | 1125.2882
| 939.4467 | 1125.2882
| 939.1384 | 1125.2882
| 938.7953 | 1125.2882
| 938.3111 | 1125.2882
| 937.9777 | 1125.2882
| 937.7094 | 1125.2882
| 937.3588 | 1125.2882
| 937.0982 | 1125.2882
| 936.8356 | 1125.2882
| 936.6689 | 1125.2882
| 936.3252 | 1125.2882
| 935.9857 | 1125.2882
| 935.7139 | 1125.2882
| 935.317 | 1125.2882
| 934.9302 | 1125.2882
| 934.5273 | 1125.2882
| 934.0672 | 1125.2882
| 933.6174 | 1125.2882
| 933.2871 | 1125.2882
| 933.0127 | 1125.2882
| 932.7599 | 1125.2882
| 932.5349 | 1125.2882
| 932.2355 | 1125.2882
| 931.738 | 1125.2882
| 931.2366 | 1125.2882
| 930.9575 | 1125.2882
| 930.7208 | 1125.2882
| 930.4579 | 1125.2882
| 930.2543 | 1125.2882
| 929.962 | 1125.2882
| 929.6191 | 1125.2882
| 929.339 | 1125.2882
| 929.1017 | 1125.2882
| 928.7106 | 1125.2882
| 928.2928 | 1125.2882
| 928.0152 | 1125.2882
| 927.8083 | 1125.2882
| 927.5712 | 1125.2882
| 927.3036 | 1125.2882
| 927.0371 | 1125.2882
| 926.6728 | 1125.2882
| 926.2376 | 1125.2882
| 925.8018 | 1125.2882
| 925.5933 | 1125.2882
| 925.429 | 1125.2882
| 925.1951 | 1125.2882
| 924.8926 | 1125.2882
| 924.5001 | 1125.2882
| 924.2004 | 1125.2882
| 923.779 | 1125.2882
| 923.4777 | 1125.2882
| 923.1988 | 1125.2882
| 922.987 | 1125.2882
| 922.6293 | 1125.2882
| 922.2654 | 1125.2882
| 922.0472 | 1125.2882
| 921.5844 | 1125.2882
| 921.269 | 1125.2882
| 920.871 | 1125.2882
| 920.7117 | 1125.2882
| 920.3581 | 1125.2882
| 920.1009 | 1125.2882
| 919.7819 | 1125.2882
| 919.421 | 1125.2882
| 919.1421 | 1125.2882
| 918.9386 | 1125.2882
| 918.7022 | 1125.2882
| 918.4674 | 1125.2882
| 918.24 | 1125.2882
| 918.0311 | 1125.2882
| 917.7804 | 1125.2882
| 917.598 | 1125.2882
| 917.3089 | 1125.2882
| 917.044 | 1125.2882
| 916.6649 | 1125.2882
| 916.2304 | 1125.2882
| 915.8897 | 1125.2882
| 915.6343 | 1125.2882
| 915.2566 | 1125.2882
| 914.7813 | 1125.2882
| 914.5531 | 1125.2882
| 914.1838 | 1125.2882
| 913.9636 | 1125.2882
| 913.6102 | 1125.2882
| 913.3789 | 1125.2882
| 913.1262 | 1125.2882
| 912.8109 | 1125.2882
| 912.5887 | 1125.2882
| 912.396 | 1125.2882
| 911.954 | 1125.2882
| 911.7975 | 1125.2882
| 911.4232 | 1125.2882
| 910.9759 | 1125.2882
| 910.6412 | 1125.2882
| 910.3988 | 1125.2882
| 909.9896 | 1125.2882
| 909.714 | 1125.2882
| 909.3983 | 1125.2882
| 909.1229 | 1125.2882
| 908.8297 | 1125.2882
| 908.6716 | 1125.2882
| 908.2629 | 1125.2882
| 907.8664 | 1125.2882
| 907.496 | 1125.2882
| 907.0576 | 1125.2882
| 906.8173 | 1125.2882
| 906.4613 | 1125.2882
| 906.3484 | 1125.2882
| 906.0633 | 1125.2882
| 905.7618 | 1125.2882
| 905.4796 | 1125.2882
| 905.1611 | 1125.2882
| 904.5528 | 1125.2882
| 904.1291 | 1125.2882
| 903.7701 | 1125.2882
| 903.4088 | 1125.2882
| 903.1104 | 1125.2882
| 902.7179 | 1125.2882
| 902.547 | 1125.2882
| 902.3525 | 1125.2882
| 901.9499 | 1125.2882
| 901.6463 | 1125.2882
| 901.3822 | 1125.2882
| 901.0593 | 1125.2882
| 900.7897 | 1125.2882
| 900.404 | 1125.2882
| 900.1754 | 1125.2882
| 899.7857 | 1125.2882
| 899.5129 | 1125.2882
| 899.2382 | 1125.2882
| 899.0465 | 1125.2882
| 898.6691 | 1125.2882
| 898.3283 | 1125.2882
| 898.0768 | 1125.2882
| 897.9041 | 1125.2882
| 897.5589 | 1125.2882
| 897.383 | 1125.2882
| 897.0467 | 1125.2882
| 896.7531 | 1125.2882
| 896.3905 | 1125.2882
| 896.0777 | 1125.2882
| 895.7236 | 1125.2882
| 895.0852 | 1125.2882
| 894.8534 | 1125.2882
| 894.5776 | 1125.2882
| 894.2688 | 1125.2882
| 893.8904 | 1125.2882
| 893.707 | 1125.2882
| 893.3833 | 1125.2882
| 893.0662 | 1125.2882
| 892.809 | 1125.2882
| 892.3747 | 1125.2882
| 891.7507 | 1125.2882
| 891.443 | 1125.2882
| 891.1431 | 1125.2882
| 890.7896 | 1125.2882
| 890.3455 | 1125.2882
| 890.0899 | 1125.2882
| 889.6757 | 1125.2882
| 889.2563 | 1125.2882
| 888.8266 | 1125.2882
| 888.5162 | 1125.2882
| 888.1885 | 1125.2882
| 887.8291 | 1125.2882
| 887.4695 | 1125.2882
| 887.0931 | 1125.2882
| 886.8306 | 1125.2882
| 886.3339 | 1125.2882
| 885.9833 | 1125.2882
| 885.7618 | 1125.2882
| 885.3759 | 1125.2882
| 884.6828 | 1125.2882
| 884.2348 | 1125.2882
| 883.9763 | 1125.2882
| 883.639 | 1125.2882
| 883.214 | 1125.2882
| 882.8352 | 1125.2882
| 882.5728 | 1125.2882
| 882.1814 | 1125.2882
| 881.7596 | 1125.2882
| 881.5036 | 1125.2882
| 881.0114 | 1125.2882
| 880.6521 | 1125.2882
| 880.4652 | 1125.2882
| 880.0603 | 1125.2882
| 879.6597 | 1125.2882
| 879.3207 | 1125.2882
| 879.1743 | 1125.2882
| 878.9238 | 1125.2882
| 878.747 | 1125.2882
| 878.3552 | 1125.2882
| 877.8472 | 1125.2882
| 877.3774 | 1125.2882
| 877.0525 | 1125.2882
| 876.6833 | 1125.2882
| 876.218 | 1125.2882
| 875.8395 | 1125.2882
| 875.5234 | 1125.2882
| 875.224 | 1125.2882
| 874.8097 | 1125.2882
| 874.4344 | 1125.2882
| 874.1529 | 1125.2882
| 873.9341 | 1125.2882
| 873.5829 | 1125.2882
| 873.3447 | 1125.2882
| 873.0707 | 1125.2882
| 872.6818 | 1125.2882
| 872.4424 | 1125.2882
| 872.0357 | 1125.2882
| 871.7656 | 1125.2882
| 871.4522 | 1125.2882
| 871.1787 | 1125.2882
| 870.8975 | 1125.2882
| 870.5331 | 1125.2882
| 870.3154 | 1125.2882
| 869.9329 | 1125.2882
| 869.577 | 1125.2882
| 868.9071 | 1125.2882
| 868.7493 | 1125.2882
| 868.4143 | 1125.2882
| 868.0436 | 1125.2882
| 867.6528 | 1125.2882
| 867.2791 | 1125.2882
| 866.9108 | 1125.2882
| 866.6347 | 1125.2882
| 866.2912 | 1125.2882
| 865.9837 | 1125.2882
| 865.5646 | 1125.2882
| 865.0816 | 1125.2882
| 864.7762 | 1125.2882
| 864.5445 | 1125.2882
| 864.0999 | 1125.2882
| 863.7603 | 1125.2882
| 863.3758 | 1125.2882
| 863.1398 | 1125.2882
| 862.8121 | 1125.2882
| 862.5654 | 1125.2882
| 862.0277 | 1125.2882
| 861.5866 | 1125.2882
| 861.3959 | 1125.2882
| 860.8997 | 1125.2882
| 860.6981 | 1125.2882
| 860.3997 | 1125.2882
| 860.1189 | 1125.2882
| 859.8455 | 1125.2882
| 859.327 | 1125.2882
| 859.1622 | 1125.2882
| 858.7969 | 1125.2882
| 858.4552 | 1125.2882
| 858.1285 | 1125.2882
| 857.7648 | 1125.2882
| 857.5617 | 1125.2882
| 857.1867 | 1125.2882
| 856.8472 | 1125.2882
| 856.5035 | 1125.2882
| 856.1449 | 1125.2882
| 855.7963 | 1125.2882
| 855.5289 | 1125.2882
| 855.1999 | 1125.2882
| 854.8493 | 1125.2882
| 854.6228 | 1125.2882
| 854.3153 | 1125.2882
| 854.0138 | 1125.2882
| 853.7734 | 1125.2882
| 853.4376 | 1125.2882
| 853.0289 | 1125.2882
| 852.6584 | 1125.2882
| 852.0695 | 1125.2882
| 851.6684 | 1125.2882
| 851.1755 | 1125.2882
| 850.8236 | 1125.2882
| 850.3666 | 1125.2882
| 849.9231 | 1125.2882
| 849.6283 | 1125.2882
| 849.1755 | 1125.2882
| 848.8917 | 1125.2882
| 848.5769 | 1125.2882
| 848.2132 | 1125.2882
| 847.9853 | 1125.2882
| 847.6126 | 1125.2882
| 847.3413 | 1125.2882
| 846.8748 | 1125.2882
| 846.5556 | 1125.2882
| 846.338 | 1125.2882
| 845.9902 | 1125.2882
| 845.7034 | 1125.2882
| 845.4767 | 1125.2882
| 845.1996 | 1125.2882
| 844.9603 | 1125.2882
| 844.8071 | 1125.2882
| 844.5084 | 1125.2882
| 844.2016 | 1125.2882
| 843.8336 | 1125.2882
| 843.5494 | 1125.2882
| 843.2244 | 1125.2882
| 842.8586 | 1125.2882
| 842.5835 | 1125.2882
| 842.3257 | 1125.2882
| 841.9459 | 1125.2882
| 841.503 | 1125.2882
| 841.217 | 1125.2882
| 840.962 | 1125.2882
| 840.5954 | 1125.2882
| 840.0683 | 1125.2882
| 839.7999 | 1125.2882
| 839.3809 | 1125.2882
| 839.0286 | 1125.2882
| 838.5384 | 1125.2882
| 838.2526 | 1125.2882
| 837.7881 | 1125.2882
| 837.4217 | 1125.2882
| 836.9687 | 1125.2882
| 836.6395 | 1125.2882
| 836.3018 | 1125.2882
| 835.6955 | 1125.2882
| 835.4312 | 1125.2882
| 835.045 | 1125.2882
| 834.7121 | 1125.2882
| 834.2487 | 1125.2882
| 833.832 | 1125.2882
| 833.3528 | 1125.2882
| 832.9371 | 1125.2882
| 832.5018 | 1125.2882
| 832.1263 | 1125.2882
| 831.7396 | 1125.2882
| 831.5254 | 1125.2882
| 831.0451 | 1125.2882
| 830.8668 | 1125.2882
| 830.3219 | 1125.2882
| 829.9041 | 1125.2882
| 829.4981 | 1125.2882
| 828.9792 | 1125.2882
| 828.5447 | 1125.2882
| 828.2812 | 1125.2882
| 827.9976 | 1125.2882
| 827.569 | 1125.2882
| 827.193 | 1125.2882
| 826.8717 | 1125.2882
| 826.4742 | 1125.2882
| 826.0504 | 1125.2882
| 825.67 | 1125.2882
| 825.2716 | 1125.2882
| 825.0581 | 1125.2882
| 824.6129 | 1125.2882
| 824.3196 | 1125.2882
| 823.8004 | 1125.2882
| 823.455 | 1125.2882
| 823.2032 | 1125.2882
| 823.035 | 1125.2882
| 822.7588 | 1125.2882
| 822.2967 | 1125.2882
| 821.8761 | 1125.2882
| 821.5242 | 1125.2882
| 821.2201 | 1125.2882
| 820.8141 | 1125.2882
| 820.4714 | 1125.2882
| 820.0469 | 1125.2882
| 819.6989 | 1125.2882
| 819.3393 | 1125.2882
| 818.983 | 1125.2882
| 818.588 | 1125.2882
| 818.0801 | 1125.2882
| 817.7832 | 1125.2882
| 817.4647 | 1125.2882
| 816.957 | 1125.2882
| 816.8087 | 1125.2882
| 816.4877 | 1125.2882
| 816.1405 | 1125.2882
| 815.9073 | 1125.2882
| 815.4645 | 1125.2882
| 815.0375 | 1125.2882
| 814.6634 | 1125.2882
| 814.1872 | 1125.2882
| 813.7366 | 1125.2882
| 813.2767 | 1125.2882
| 813.0502 | 1125.2882
| 812.7641 | 1125.2882
| 812.1734 | 1125.2882
| 811.7912 | 1125.2882
| 811.5103 | 1125.2882
| 810.9676 | 1125.2882
| 810.6461 | 1125.2882
| 810.3161 | 1125.2882
| 809.904 | 1125.2882
| 809.5756 | 1125.2882
| 809.131 | 1125.2882
| 808.7706 | 1125.2882
| 808.2622 | 1125.2882
| 807.7768 | 1125.2882
| 807.484 | 1125.2882
| 807.1539 | 1125.2882
| 806.8091 | 1125.2882
| 806.4803 | 1125.2882
| 805.9216 | 1125.2882
| 805.6215 | 1125.2882
| 805.1747 | 1125.2882
| 804.9473 | 1125.2882
| 804.6821 | 1125.2882
| 804.3531 | 1125.2882
| 803.7407 | 1125.2882
| 803.5658 | 1125.2882
| 803.2378 | 1125.2882
| 802.9444 | 1125.2882
| 802.501 | 1125.2882
| 802.2535 | 1125.2882
| 801.8214 | 1125.2882
| 801.2186 | 1125.2882
| 800.992 | 1125.2882
| 800.6482 | 1125.2882
| 800.2952 | 1125.2882
| 800.0254 | 1125.2882
| 799.4366 | 1125.2882
| 799.0814 | 1125.2882
| 798.6951 | 1125.2882
| 798.366 | 1125.2882
| 798.0318 | 1125.2882
| 797.5822 | 1125.2882
| 797.0605 | 1125.2882
| 796.783 | 1125.2882
| 796.3787 | 1125.2882
| 795.8408 | 1125.2882
| 795.4856 | 1125.2882
| 795.2515 | 1125.2882
| 794.9734 | 1125.2882
| 794.6079 | 1125.2882
| 794.2451 | 1125.2882
| 793.8381 | 1125.2882
| 793.6115 | 1125.2882
| 793.1984 | 1125.2882
| 792.78 | 1125.2882
| 792.2744 | 1125.2882
| 791.8527 | 1125.2882
| 791.5821 | 1125.2882
| 791.0986 | 1125.2882
| 790.8161 | 1125.2882
| 790.3321 | 1125.2882
| 789.964 | 1125.2882
| 789.6134 | 1125.2882
| 789.3301 | 1125.2882
| 788.9958 | 1125.2882
| 788.7041 | 1125.2882
| 788.28 | 1125.2882
| 787.9786 | 1125.2882
| 787.5248 | 1125.2882
| 787.0947 | 1125.2882
| 786.649 | 1125.2882
| 786.3537 | 1125.2882
| 785.884 | 1125.2882
| 785.7066 | 1125.2882
| 785.2575 | 1125.2882
| 784.8723 | 1125.2882
| 784.6465 | 1125.2882
| 784.2477 | 1125.2882
| 783.891 | 1125.2882
| 783.5461 | 1125.2882
| 783.2911 | 1125.2882
| 782.9532 | 1125.2882
| 782.6324 | 1125.2882
| 781.9294 | 1125.2882
| 781.5519 | 1125.2882
| 781.1406 | 1125.2882
| 780.5867 | 1125.2882
| 780.1362 | 1125.2882
| 779.7959 | 1125.2882
| 779.5541 | 1125.2882
| 779.3604 | 1125.2882
| 778.9164 | 1125.2882
| 778.5514 | 1125.2882
| 777.9323 | 1125.2882
| 777.3856 | 1125.2882
| 777.0132 | 1125.2882
| 776.5554 | 1125.2882
| 776.0615 | 1125.2882
| 775.4688 | 1125.2882
| 775.151 | 1125.2882
| 774.7293 | 1125.2882
| 774.0737 | 1125.2882
| 773.6776 | 1125.2882
| 773.2096 | 1125.2882
| 772.8071 | 1125.2882
| 772.3582 | 1125.2882
| 771.9587 | 1125.2882
| 771.3301 | 1125.2882
| 771.0489 | 1125.2882
| 770.778 | 1125.2882
| 770.4385 | 1125.2882
| 769.9783 | 1125.2882
| 769.4395 | 1125.2882
| 769.1147 | 1125.2882
| 768.714 | 1125.2882
| 768.1661 | 1125.2882
| 767.7302 | 1125.2882
| 767.3686 | 1125.2882
| 767.0505 | 1125.2882
| 766.7457 | 1125.2882
| 766.4068 | 1125.2882
| 765.8703 | 1125.2882
| 765.5483 | 1125.2882
| 765.1385 | 1125.2882
| 764.7509 | 1125.2882
| 764.3941 | 1125.2882
| 763.9792 | 1125.2882
| 763.7735 | 1125.2882
| 763.6074 | 1125.2882
| 763.1633 | 1125.2882
| 762.7707 | 1125.2882
| 762.3912 | 1125.2882
| 762.1034 | 1125.2882
| 761.8157 | 1125.2882
| 761.4132 | 1125.2882
| 760.9004 | 1125.2882
| 760.5705 | 1125.2882
| 760.1463 | 1125.2882
| 759.7657 | 1125.2882
| 759.3084 | 1125.2882
| 758.981 | 1125.2882
| 758.5985 | 1125.2882
| 758.1193 | 1125.2882
| 757.606 | 1125.2882
| 757.2335 | 1125.2882
| 756.9234 | 1125.2882
| 756.4037 | 1125.2882
| 755.8959 | 1125.2882
| 755.4857 | 1125.2882
| 755.1572 | 1125.2882
| 754.9666 | 1125.2882
| 754.7423 | 1125.2882
| 754.3321 | 1125.2882
| 753.9032 | 1125.2882
| 753.3377 | 1125.2882
| 753.0792 | 1125.2882
| 752.6672 | 1125.2882
| 752.1537 | 1125.2882
| 751.7314 | 1125.2882
| 751.2544 | 1125.2882
| 750.9511 | 1125.2882
| 750.6226 | 1125.2882
| 750.2167 | 1125.2882
| 749.8477 | 1125.2882
| 749.5341 | 1125.2882
| 748.9484 | 1125.2882
| 748.7866 | 1125.2882
| 748.3495 | 1125.2882
| 747.9586 | 1125.2882
| 747.6728 | 1125.2882
| 747.4013 | 1125.2882
| 747.0121 | 1125.2882
| 746.4803 | 1125.2882
| 746.1349 | 1125.2882
| 745.6942 | 1125.2882
| 745.1906 | 1125.2882
| 744.6953 | 1125.2882
| 744.3831 | 1125.2882
| 743.9181 | 1125.2882
| 743.4357 | 1125.2882
| 743.1109 | 1125.2882
| 742.4816 | 1125.2882
| 742.2767 | 1125.2882
| 741.8844 | 1125.2882
| 741.4709 | 1125.2882
| 740.9253 | 1125.2882
| 740.3868 | 1125.2882
| 739.975 | 1125.2882
| 739.7153 | 1125.2882
| 739.4593 | 1125.2882
| 739.1128 | 1125.2882
| 738.6272 | 1125.2882
| 738.2206 | 1125.2882
| 737.9089 | 1125.2882
| 737.5075 | 1125.2882
| 737.1945 | 1125.2882
| 736.8926 | 1125.2882
| 736.5253 | 1125.2882
| 736.0683 | 1125.2882
| 735.9016 | 1125.2882
| 735.1561 | 1125.2882
| 734.8056 | 1125.2882
| 734.5865 | 1125.2882
| 734.3778 | 1125.2882
| 733.9583 | 1125.2882
| 733.6232 | 1125.2882
| 733.0853 | 1125.2882
| 732.6746 | 1125.2882
| 732.4569 | 1125.2882
| 732.125 | 1125.2882
| 731.9288 | 1125.2882
| 731.5538 | 1125.2882
| 731.206 | 1125.2882
| 730.8349 | 1125.2882
| 730.4446 | 1125.2882
| 729.9097 | 1125.2882
| 729.5304 | 1125.2882
| 729.1873 | 1125.2882
| 728.8367 | 1125.2882
| 728.2789 | 1125.2882
| 727.9073 | 1125.2882
| 727.6023 | 1125.2882
| 727.141 | 1125.2882
| 726.8307 | 1125.2882
| 726.1208 | 1125.2882
| 725.6732 | 1125.2882
| 725.1029 | 1125.2882
| 724.6212 | 1125.2882
| 723.8053 | 1125.2882
| 723.592 | 1125.2882
| 723.1566 | 1125.2882
| 722.7231 | 1125.2882
| 722.438 | 1125.2882
| 722.1974 | 1125.2882
| 721.848 | 1125.2882
| 721.4332 | 1125.2882
| 720.7216 | 1125.2882
| 720.2997 | 1125.2882
| 719.9292 | 1125.2882
| 719.4723 | 1125.2882
| 719.0362 | 1125.2882
| 718.6326 | 1125.2882
| 717.863 | 1125.2882
| 717.4841 | 1125.2882
| 716.825 | 1125.2882
| 716.574 | 1125.2882
| 716.2877 | 1125.2882
| 715.9633 | 1125.2882
| 715.4564 | 1125.2882
| 714.804 | 1125.2882
| 714.4164 | 1125.2882
| 713.9356 | 1125.2882
| 713.4674 | 1125.2882
| 713.1472 | 1125.2882
| 712.6804 | 1125.2882
| 712.2393 | 1125.2882
| 711.6803 | 1125.2882
| 711.0572 | 1125.2882
| 710.6628 | 1125.2882
| 710.2912 | 1125.2882
| 709.605 | 1125.2882
| 709.0278 | 1125.2882
| 708.737 | 1125.2882
| 708.252 | 1125.2882
| 707.8454 | 1125.2882
| 707.2984 | 1125.2882
| 706.7321 | 1125.2882
| 706.2524 | 1125.2882
| 705.9298 | 1125.2882
| 705.2185 | 1125.2882
| 704.6857 | 1125.2882
| 704.2579 | 1125.2882
| 703.8067 | 1125.2882
| 703.5117 | 1125.2882
| 703.0504 | 1125.2882
| 702.4857 | 1125.2882
| 701.9884 | 1125.2882
| 701.4734 | 1125.2882
| 700.9098 | 1125.2882
| 700.4087 | 1125.2882
| 699.8412 | 1125.2882
| 698.9984 | 1125.2882
| 698.588 | 1125.2882
| 698.0877 | 1125.2882
| 697.7158 | 1125.2882
| 697.3852 | 1125.2882
| 696.8899 | 1125.2882
| 696.2435 | 1125.2882
| 695.8648 | 1125.2882
| 695.3861 | 1125.2882
| 695.0409 | 1125.2882
| 694.7233 | 1125.2882
| 694.3617 | 1125.2882
| 693.8842 | 1125.2882
| 693.6358 | 1125.2882
| 693.0857 | 1125.2882
| 692.2885 | 1125.2882
| 691.8695 | 1125.2882
| 691.3875 | 1125.2882
| 690.7773 | 1125.2882
| 690.1531 | 1125.2882
| 689.7853 | 1125.2882
| 689.3637 | 1125.2882
| 688.6117 | 1125.2882
| 688.1176 | 1125.2882
| 687.5176 | 1125.2882
| 687.09 | 1125.2882
| 686.775 | 1125.2882
| 686.2329 | 1125.2882
| 685.6959 | 1125.2882
| 685.3513 | 1125.2882
| 685.0023 | 1125.2882
| 684.3059 | 1125.2882
| 683.7263 | 1125.2882
| 683.339 | 1125.2882
| 682.8633 | 1125.2882
| 682.3428 | 1125.2882
| 681.8647 | 1125.2882
| 681.2787 | 1125.2882
| 680.8934 | 1125.2882
| 680.2518 | 1125.2882
| 679.7868 | 1125.2882
| 679.4497 | 1125.2882
| 679.0362 | 1125.2882
| 678.458 | 1125.2882
| 678.0449 | 1125.2882
| 677.681 | 1125.2882
| 676.9709 | 1125.2882
| 676.4642 | 1125.2882
| 675.9283 | 1125.2882
| 675.2525 | 1125.2882
| 674.8413 | 1125.2882
| 674.3967 | 1125.2882
| 674.0458 | 1125.2882
| 673.2493 | 1125.2882
| 672.8949 | 1125.2882
| 672.5378 | 1125.2882
| 672.0595 | 1125.2882
| 671.7203 | 1125.2882
| 671.3854 | 1125.2882
| 670.9271 | 1125.2882
| 670.2812 | 1125.2882
| 669.7944 | 1125.2882
| 669.3446 | 1125.2882
| 668.977 | 1125.2882
| 668.7175 | 1125.2882
| 668.0752 | 1125.2882
| 667.5768 | 1125.2882
| 667.1187 | 1125.2882
| 666.7503 | 1125.2882
| 666.4896 | 1125.2882
| 665.6193 | 1125.2882
| 665.3667 | 1125.2882
| 664.7333 | 1125.2882
| 664.1442 | 1125.2882
| 663.5408 | 1125.2882
| 662.9853 | 1125.2882
| 662.5883 | 1125.2882
| 662.1638 | 1125.2882
| 661.4455 | 1125.2882
| 660.9492 | 1125.2882
| 660.4237 | 1125.2882
| 659.5895 | 1125.2882
| 658.862 | 1125.2882
| 658.4974 | 1125.2882
| 658.1379 | 1125.2882
| 657.817 | 1125.2882
| 657.4769 | 1125.2882
| 657.154 | 1125.2882
| 656.5879 | 1125.2882
| 656.035 | 1125.2882
| 655.5346 | 1125.2882
| 655.118 | 1125.2882
| 654.7416 | 1125.2882
| 653.9752 | 1125.2882
| 653.5778 | 1125.2882
| 653.0465 | 1125.2882
| 652.6792 | 1125.2882
| 652.0605 | 1125.2882
| 651.6254 | 1125.2882
| 650.9727 | 1125.2882
| 650.6897 | 1125.2882
| 650.2376 | 1125.2882
| 649.7588 | 1125.2882
| 649.4332 | 1125.2882
| 648.9241 | 1125.2882
| 648.4632 | 1125.2882
| 648.1027 | 1125.2882
| 647.7034 | 1125.2882
| 647.4276 | 1125.2882
| 646.9342 | 1125.2882
| 646.632 | 1125.2882
| 646.4081 | 1125.2882
| 645.763 | 1125.2882
| 645.4277 | 1125.2882
| 645.1502 | 1125.2882
| 644.7184 | 1125.2882
| 644.1286 | 1125.2882
| 643.65 | 1125.2882
| 643.1715 | 1125.2882
| 642.4971 | 1125.2882
| 641.773 | 1125.2882
| 641.3943 | 1125.2882
| 640.7555 | 1125.2882
| 640.3391 | 1125.2882
| 639.9964 | 1125.2882
| 639.4017 | 1125.2882
| 638.9431 | 1125.2882
| 638.6146 | 1125.2882
| 637.8929 | 1125.2882
| 637.1786 | 1125.2882
| 636.5877 | 1125.2882
| 635.973 | 1125.2882
| 635.2496 | 1125.2882
| 634.8341 | 1125.2882
| 634.1835 | 1125.2882
| 633.6399 | 1125.2882
| 633.2832 | 1125.2882
| 632.7447 | 1125.2882
| 632.0671 | 1125.2882
| 631.4049 | 1125.2882
| 630.6565 | 1125.2882
| 630.0983 | 1125.2882
| 629.5718 | 1125.2882
| 629.0773 | 1125.2882
| 628.5487 | 1125.2882
| 628.1176 | 1125.2882
| 627.557 | 1125.2882
| 626.7877 | 1125.2882
| 626.3618 | 1125.2882
| 625.8945 | 1125.2882
| 625.2496 | 1125.2882
| 624.8665 | 1125.2882
| 624.6001 | 1125.2882
| 623.9083 | 1125.2882
| 623.5787 | 1125.2882
| 623.2577 | 1125.2882
| 622.661 | 1125.2882
| 622.18 | 1125.2882
| 621.5167 | 1125.2882
| 621.0679 | 1125.2882
| 620.8261 | 1125.2882
| 620.2962 | 1125.2882
| 619.8345 | 1125.2882
| 619.4665 | 1125.2882
| 619.0886 | 1125.2882
| 618.4413 | 1125.2882
| 618.067 | 1125.2882
| 617.6904 | 1125.2882
| 616.9646 | 1125.2882
| 616.52 | 1125.2882
| 615.6848 | 1125.2882
| 614.8414 | 1125.2882
| 614.2914 | 1125.2882
| 613.8202 | 1125.2882
| 613.4252 | 1125.2882
| 612.7602 | 1125.2882
| 612.2871 | 1125.2882
| 611.6368 | 1125.2882
| 610.9681 | 1125.2882
| 610.3689 | 1125.2882
| 609.8 | 1125.2882
| 609.2551 | 1125.2882
| 608.8614 | 1125.2882
| 608.4095 | 1125.2882
| 607.8791 | 1125.2882
| 607.5021 | 1125.2882
| 606.941 | 1125.2882
| 606.3319 | 1125.2882
| 605.6614 | 1125.2882
| 605.1774 | 1125.2882
| 604.5721 | 1125.2882
| 603.9246 | 1125.2882
| 603.4918 | 1125.2882
| 602.7516 | 1125.2882
| 602.0481 | 1125.2882
| 601.4665 | 1125.2882
| 601.1052 | 1125.2882
| 600.4141 | 1125.2882
| 599.8686 | 1125.2882
| 599.5518 | 1125.2882
| 598.9354 | 1125.2882
| 598.2826 | 1125.2882
| 597.3001 | 1125.2882
| 596.7084 | 1125.2882
| 596.1553 | 1125.2882
| 595.4015 | 1125.2882
| 594.8904 | 1125.2882
| 594.1706 | 1125.2882
| 593.8487 | 1125.2882
| 593.072 | 1125.2882
| 592.714 | 1125.2882
| 592.4456 | 1125.2882
| 591.9391 | 1125.2882
| 591.3324 | 1125.2882
| 590.7013 | 1125.2882
| 590.292 | 1125.2882
| 589.8207 | 1125.2882
| 589.4553 | 1125.2882
| 588.9547 | 1125.2882
| 588.3468 | 1125.2882
| 587.73 | 1125.2882
| 587.4263 | 1125.2882
| 586.6402 | 1125.2882
| 586.2447 | 1125.2882
| 585.3674 | 1125.2882
| 584.6446 | 1125.2882
| 583.9635 | 1125.2882
| 583.4312 | 1125.2882
| 582.6537 | 1125.2882
| 582.4334 | 1125.2882
| 581.5544 | 1125.2882
| 580.9382 | 1125.2882
| 580.3408 | 1125.2882
| 579.8737 | 1125.2882
| 579.2908 | 1125.2882
| 578.8568 | 1125.2882
| 578.194 | 1125.2882
| 577.5481 | 1125.2882
| 577.1243 | 1125.2882
| 576.3326 | 1125.2882
| 576.1057 | 1125.2882
| 575.1921 | 1125.2882
| 574.7235 | 1125.2882
| 574.1164 | 1125.2882
| 573.6577 | 1125.2882
| 573.0825 | 1125.2882
| 572.4828 | 1125.2882
| 571.7839 | 1125.2882
| 571.3876 | 1125.2882
| 571.0698 | 1125.2882
| 570.4746 | 1125.2882
| 569.902 | 1125.2882
| 569.3453 | 1125.2882
| 568.8684 | 1125.2882
| 568.5123 | 1125.2882
| 567.9083 | 1125.2882
| 567.3904 | 1125.2882
| 566.4037 | 1125.2882
| 565.9611 | 1125.2882
| 565.5096 | 1125.2882
| 564.7211 | 1125.2882
| 563.8994 | 1125.2882
| 563.1891 | 1125.2882
| 562.8191 | 1125.2882
| 562.4628 | 1125.2882
| 562.005 | 1125.2882
| 561.318 | 1125.2882
| 560.4534 | 1125.2882
| 559.7906 | 1125.2882
| 559.4684 | 1125.2882
| 558.8292 | 1125.2882
| 558.2683 | 1125.2882
| 557.5081 | 1125.2882
| 557.033 | 1125.2882
| 556.2144 | 1125.2882
| 555.5697 | 1125.2882
| 554.8818 | 1125.2882
| 554.2949 | 1125.2882
| 553.4242 | 1125.2882
| 552.8937 | 1125.2882
| 552.1431 | 1125.2882
| 551.6999 | 1125.2882
| 551.1428 | 1125.2882
| 550.5308 | 1125.2882
| 549.8652 | 1125.2882
| 549.266 | 1125.2882
| 548.9329 | 1125.2882
| 548.5624 | 1125.2882
| 548.0113 | 1125.2882
| 547.4103 | 1125.2882
| 546.5114 | 1125.2882
| 545.9274 | 1125.2882
| 545.3988 | 1125.2882
| 544.6208 | 1125.2882
| 544.1563 | 1125.2882
| 543.716 | 1125.2882
| 543.1885 | 1125.2882
| 542.8945 | 1125.2882
| 542.2162 | 1125.2882
| 541.1509 | 1125.2882
| 540.6965 | 1125.2882
| 539.477 | 1125.2882
| 538.9697 | 1125.2882
| 538.0288 | 1125.2882
| 537.6858 | 1125.2882
| 536.9524 | 1125.2882
| 536.1301 | 1125.2882
| 535.5452 | 1125.2882
| 535.0751 | 1125.2882
| 534.6724 | 1125.2882
| 534.1744 | 1125.2882
| 533.322 | 1125.2882
| 532.5358 | 1125.2882
| 531.8026 | 1125.2882
| 530.9712 | 1125.2882
| 530.4688 | 1125.2882
| 529.9716 | 1125.2882
| 529.2502 | 1125.2882
| 528.5189 | 1125.2882
| 528.1157 | 1125.2882
| 527.6103 | 1125.2882
| 526.6843 | 1125.2882
| 526.285 | 1125.2882
| 525.6352 | 1125.2882
| 524.9919 | 1125.2882
| 524.1198 | 1125.2882
| 523.2472 | 1125.2882
| 522.7603 | 1125.2882
| 522.1599 | 1125.2882
| 521.5811 | 1125.2882
| 521.1975 | 1125.2882
| 520.8303 | 1125.2882
| 520.4122 | 1125.2882
| 519.641 | 1125.2882
| 518.8026 | 1125.2882
| 517.9494 | 1125.2882
| 517.5505 | 1125.2882
| 517.0845 | 1125.2882
| 516.724 | 1125.2882
| 516.404 | 1125.2882
| 515.8999 | 1125.2882
| 515.544 | 1125.2882
| 515.0703 | 1125.2882
| 514.7395 | 1125.2882
| 514.5065 | 1125.2882
| 514.039 | 1125.2882
| 513.9034 | 1125.2882
| 513.6589 | 1125.2882
| 513.3844 | 1125.2882
| 513.2568 | 1125.2882
| 513.0313 | 1125.2882
| 512.7385 | 1125.2882
| 512.3555 | 1125.2882
| 511.9006 | 1125.2882
| 511.5327 | 1125.2882
| 511.1811 | 1125.2882
| 510.8999 | 1125.2882
| 510.579 | 1125.2882
| 510.2944 | 1125.2882
| 510.0421 | 1125.2882
| 509.8781 | 1125.2882
| 509.5758 | 1125.2882
| 509.4494 | 1125.2882
| 509.2532 | 1125.2882
| 508.7962 | 1125.2882
| 508.7343 | 1125.2882
| 508.4053 | 1125.2882
| 508.2451 | 1125.2882
| 507.957 | 1125.2882
| 507.8022 | 1125.2882
| 507.4271 | 1125.2882
| 506.9763 | 1125.2882
| 506.3 | 1125.2882
| 506.0072 | 1125.2882
| 505.7911 | 1125.2882
| 505.6903 | 1125.2882
| 505.52 | 1125.2882
| 505.0108 | 1125.2882
| 504.5702 | 1125.2882
| 504.0786 | 1125.2882
| 503.8522 | 1125.2882
| 503.5163 | 1125.2882
| 503.3076 | 1125.2882
| 503.1429 | 1125.2882
| 503.0751 | 1125.2882
| 502.972 | 1125.2882
| 502.8324 | 1125.2882
| 502.736 | 1125.2882
| 502.7316 | 1125.2882
| 502.6051 | 1125.2882
| 502.4313 | 1125.2882
| 502.0804 | 1125.2882
| 501.9525 | 1125.2882
| 501.9438 | 1125.2882
| 501.8476 | 1125.2882
| 501.7604 | 1125.2882
| 501.6239 | 1125.2882
| 501.4608 | 1125.2882
| 501.42 | 1125.2882
| 501.2765 | 1125.2882
| 501.0609 | 1125.2882
| 500.9545 | 1125.2882
| 500.8172 | 1125.2882
| 500.7894 | 1125.2882
| 500.6643 | 1125.2882
| 500.5241 | 1125.2882
| 500.4281 | 1125.2882
| 500.3817 | 1125.2882
| 500.1858 | 1125.2882
| 500.0994 | 1125.2882
| 500.0016 | 1125.2882
| 500.0015 | 1125.2882
| 500.0015 | 1125.2882
| 500.0014 | 1125.2882
| 500.0013 | 1125.2882
| 500.0013 | 1125.2882
| 500.0012 | 1125.2882
| 500.0011 | 1125.2882
| 500.0011 | 1125.2882
| 500.001 | 1125.2882
| 500.001 | 1125.2882
| 500.0009 | 1125.2882
| 500.0008 | 1125.2882
| 500.0008 | 1125.2882
| 500.0007 | 1125.2882
| 500.0006 | 1125.2882
| 500.0006 | 1125.2882
| 500.0005 | 1125.2882
| 500.0005 | 1125.2882
| 500.0005 | 1125.2882
| 500.0004 | 1125.2882
| 500.0003 | 1125.2882
| 500.0003 | 1125.2882
| 500.0002 | 1125.2882
| 500.0001 | 1125.2882
| 500 | 1125.2882
| 500 | 1125.2882
| 499.9999 | 1125.2882
| 499.9999 | 1125.2882
| 499.9998 | 1125.2882
| 499.9997 | 1125.2882
| 499.9996 | 1125.2882
| 499.9996 | 1125.2882
| 499.9995 | 1125.2882
| 499.9995 | 1125.2882
| 499.9994 | 1125.2882
| 499.9994 | 1125.2882
| 499.9993 | 1125.2882
| 499.9992 | 1125.2882
| 499.9992 | 1125.2882
| 499.9991 | 1125.2882
| 499.999 | 1125.2882
| 499.999 | 1125.2882
| 499.9989 | 1125.2882
| 499.9989 | 1125.2882
| 499.9988 | 1125.2882
| 499.9988 | 1125.2882
| 499.9987 | 1125.2882
| 499.9986 | 1125.2882
| 499.9986 | 1125.2882
| 499.9985 | 1125.2882
| 499.9985 | 1125.2882
| 499.9984 | 1125.2882
| 499.9984 | 1125.2882
| 499.9983 | 1125.2882
| 499.9982 | 1125.2882
| 499.9981 | 1125.2882
| 499.9981 | 1125.2882
| 499.998 | 1125.2882
| 499.998 | 1125.2882
| 499.9979 | 1125.2882
| 499.9978 | 1125.2882
| 499.9978 | 1125.2882
| 499.9977 | 1125.2882
| 499.9976 | 1125.2882
| 499.9975 | 1125.2882
| 499.9975 | 1125.2882
| 499.9974 | 1125.2882
| 499.9973 | 1125.2882
| 499.9973 | 1125.2882
| 499.9972 | 1125.2882
| 499.9972 | 1125.2882
| 499.9971 | 1125.2882
| 499.9971 | 1125.2882
| 499.997 | 1125.2882
| 499.9969 | 1125.2882
| 499.9969 | 1125.2882
| 499.9968 | 1125.2882
| 499.9968 | 1125.2882
| 499.9967 | 1125.2882
| 499.9966 | 1125.2882
| 499.9966 | 1125.2882
| 499.9965 | 1125.2882
| 499.9964 | 1125.2882
| 499.9963 | 1125.2882
| 499.9962 | 1125.2882
| 499.9962 | 1125.2882
| 499.9961 | 1125.2882
| 499.996 | 1125.2882
| 499.9959 | 1125.2882
| 499.9959 | 1125.2882
| 499.9958 | 1125.2882
| 499.9958 | 1125.2882
| 499.9957 | 1125.2882
| 499.9956 | 1125.2882
| 499.9956 | 1125.2882
| 499.9955 | 1125.2882
| 499.9954 | 1125.2882
| 499.9953 | 1125.2882
| 499.9952 | 1125.2882
| 499.9951 | 1125.2882
| 499.995 | 1125.2882
| 499.9948 | 1125.2882
Trading Intervals ranked from 1 to 17,520 in order of descending magnitude of demand

## Ch 4_F.39
Figure 39 - Availability Curve, 2026-27 (MW)
Table of contents
Source: AEMO and EY.
| Load duration curve | Reserve margin, Intermittent Load allowance and FCESS Regulation
| 4566.2539 | 1140.5408
| 4554.9091 | 1140.5408
| 4532.3009 | 1140.5408
| 4503.8721 | 1140.5408
| 4491.0144 | 1140.5408
| 4453.2016 | 1140.5408
| 4433.0245 | 1140.5408
| 4401.3171 | 1140.5408
| 4380.016 | 1140.5408
| 4360.6264 | 1140.5408
| 4344.623 | 1140.5408
| 4330.5764 | 1140.5408
| 4290.9799 | 1140.5408
| 4278.0186 | 1140.5408
| 4265.5952 | 1140.5408
| 4254.5549 | 1140.5408
| 4250.2873 | 1140.5408
| 4235.8163 | 1140.5408
| 4227.599 | 1140.5408
| 4223.05 | 1140.5408
| 4214.4895 | 1140.5408
| 4204.8405 | 1140.5408
| 4193.9452 | 1140.5408
| 4185.7004 | 1140.5408
| 4179.6912 | 1140.5408
| 4172.8173 | 1140.5408
| 4167.4662 | 1140.5408
| 4160.4183 | 1140.5408
| 4150.2424 | 1140.5408
| 4144.2864 | 1140.5408
| 4138.4276 | 1140.5408
| 4132.4504 | 1140.5408
| 4128.8733 | 1140.5408
| 4123.5471 | 1140.5408
| 4118.8072 | 1140.5408
| 4112.4917 | 1140.5408
| 4103.8976 | 1140.5408
| 4098.3902 | 1140.5408
| 4093.1893 | 1140.5408
| 4088.9905 | 1140.5408
| 4083.4985 | 1140.5408
| 4080.1042 | 1140.5408
| 4070.8945 | 1140.5408
| 4066.7302 | 1140.5408
| 4062.341 | 1140.5408
| 4057.7373 | 1140.5408
| 4055.3843 | 1140.5408
| 4053.9874 | 1140.5408
| 4048.023 | 1140.5408
| 4042.7205 | 1140.5408
| 4038.2288 | 1140.5408
| 4032.6965 | 1140.5408
| 4027.7783 | 1140.5408
| 4024.4791 | 1140.5408
| 4020.1675 | 1140.5408
| 4015.017 | 1140.5408
| 4010.6227 | 1140.5408
| 4006.2703 | 1140.5408
| 4001.5931 | 1140.5408
| 3997.2401 | 1140.5408
| 3994.3485 | 1140.5408
| 3988.5607 | 1140.5408
| 3985.5673 | 1140.5408
| 3981.1516 | 1140.5408
| 3977.7442 | 1140.5408
| 3973.9628 | 1140.5408
| 3970.7377 | 1140.5408
| 3966.4935 | 1140.5408
| 3962.715 | 1140.5408
| 3959.7301 | 1140.5408
| 3956.6225 | 1140.5408
| 3953.8717 | 1140.5408
| 3949.7166 | 1140.5408
| 3943.602 | 1140.5408
| 3938.4493 | 1140.5408
| 3932.9996 | 1140.5408
| 3929.7164 | 1140.5408
| 3926.6923 | 1140.5408
| 3924.653 | 1140.5408
| 3922.5604 | 1140.5408
| 3919.6393 | 1140.5408
| 3916.8108 | 1140.5408
| 3914.1517 | 1140.5408
| 3910.6188 | 1140.5408
| 3906.5196 | 1140.5408
| 3902.497 | 1140.5408
| 3899.2847 | 1140.5408
| 3897.1629 | 1140.5408
| 3894.7248 | 1140.5408
| 3892.1532 | 1140.5408
| 3889.2187 | 1140.5408
| 3886.4676 | 1140.5408
| 3884.5613 | 1140.5408
| 3882.712 | 1140.5408
| 3880.8885 | 1140.5408
| 3876.9939 | 1140.5408
| 3874.3265 | 1140.5408
| 3871.1325 | 1140.5408
| 3869.0383 | 1140.5408
| 3864.6994 | 1140.5408
| 3863.4478 | 1140.5408
| 3861.8267 | 1140.5408
| 3858.3752 | 1140.5408
| 3856.8127 | 1140.5408
| 3852.6745 | 1140.5408
| 3849.2523 | 1140.5408
| 3846.5815 | 1140.5408
| 3844.4468 | 1140.5408
| 3840.7905 | 1140.5408
| 3836.5879 | 1140.5408
| 3833.922 | 1140.5408
| 3831.571 | 1140.5408
| 3829.1253 | 1140.5408
| 3826.8034 | 1140.5408
| 3824.743 | 1140.5408
| 3820.8345 | 1140.5408
| 3818.3271 | 1140.5408
| 3816.5718 | 1140.5408
| 3814.9881 | 1140.5408
| 3812.3827 | 1140.5408
| 3810.2698 | 1140.5408
| 3806.4527 | 1140.5408
| 3804.2647 | 1140.5408
| 3802.239 | 1140.5408
| 3799.9102 | 1140.5408
| 3798.0209 | 1140.5408
| 3796.3156 | 1140.5408
| 3794.4404 | 1140.5408
| 3793.4661 | 1140.5408
| 3791.7147 | 1140.5408
| 3790.1279 | 1140.5408
| 3787.3839 | 1140.5408
| 3785.0473 | 1140.5408
| 3783.7843 | 1140.5408
| 3780.8576 | 1140.5408
| 3778.3195 | 1140.5408
| 3775.2257 | 1140.5408
| 3773.4381 | 1140.5408
| 3771.4155 | 1140.5408
| 3768.7409 | 1140.5408
| 3765.0838 | 1140.5408
| 3762.5585 | 1140.5408
| 3760.9944 | 1140.5408
| 3758.8733 | 1140.5408
| 3757.7111 | 1140.5408
| 3756.1255 | 1140.5408
| 3754.0702 | 1140.5408
| 3750.7299 | 1140.5408
| 3748.1964 | 1140.5408
| 3745.8972 | 1140.5408
| 3743.2807 | 1140.5408
| 3740.9337 | 1140.5408
| 3739.5306 | 1140.5408
| 3737.8129 | 1140.5408
| 3735.3338 | 1140.5408
| 3734.0381 | 1140.5408
| 3732.1294 | 1140.5408
| 3730.5525 | 1140.5408
| 3728.7974 | 1140.5408
| 3726.3611 | 1140.5408
| 3725.3201 | 1140.5408
| 3723.2722 | 1140.5408
| 3721.7073 | 1140.5408
| 3720.0735 | 1140.5408
| 3717.6724 | 1140.5408
| 3715.7797 | 1140.5408
| 3713.7603 | 1140.5408
| 3712.7722 | 1140.5408
| 3711.4594 | 1140.5408
| 3709.7887 | 1140.5408
| 3707.2236 | 1140.5408
| 3705.6767 | 1140.5408
| 3703.5279 | 1140.5408
| 3701.9447 | 1140.5408
| 3700.0097 | 1140.5408
| 3698.5813 | 1140.5408
| 3696.9568 | 1140.5408
| 3695.4137 | 1140.5408
| 3693.4045 | 1140.5408
| 3691.7517 | 1140.5408
| 3690.4475 | 1140.5408
| 3688.6019 | 1140.5408
| 3687.004 | 1140.5408
| 3685.9294 | 1140.5408
| 3684.7354 | 1140.5408
| 3683.0592 | 1140.5408
| 3681.8104 | 1140.5408
| 3680.1322 | 1140.5408
| 3678.4032 | 1140.5408
| 3676.2547 | 1140.5408
| 3674.9565 | 1140.5408
| 3673.0672 | 1140.5408
| 3671.3103 | 1140.5408
| 3669.7344 | 1140.5408
| 3668.38 | 1140.5408
| 3666.8242 | 1140.5408
| 3664.9977 | 1140.5408
| 3663.7881 | 1140.5408
| 3661.6856 | 1140.5408
| 3660.4101 | 1140.5408
| 3658.7279 | 1140.5408
| 3656.5654 | 1140.5408
| 3655.1874 | 1140.5408
| 3654.3449 | 1140.5408
| 3653.2006 | 1140.5408
| 3651.3209 | 1140.5408
| 3649.7592 | 1140.5408
| 3649.0029 | 1140.5408
| 3646.9006 | 1140.5408
| 3645.6501 | 1140.5408
| 3644.268 | 1140.5408
| 3642.9381 | 1140.5408
| 3641.1449 | 1140.5408
| 3639.3772 | 1140.5408
| 3638.0209 | 1140.5408
| 3636.4383 | 1140.5408
| 3634.5377 | 1140.5408
| 3632.9639 | 1140.5408
| 3630.8066 | 1140.5408
| 3629.0299 | 1140.5408
| 3627.7874 | 1140.5408
| 3627.264 | 1140.5408
| 3625.6807 | 1140.5408
| 3624.6174 | 1140.5408
| 3623.2253 | 1140.5408
| 3621.8736 | 1140.5408
| 3620.1699 | 1140.5408
| 3618.3727 | 1140.5408
| 3616.7857 | 1140.5408
| 3615.0502 | 1140.5408
| 3613.7985 | 1140.5408
| 3611.402 | 1140.5408
| 3609.905 | 1140.5408
| 3608.8865 | 1140.5408
| 3607.3167 | 1140.5408
| 3605.9253 | 1140.5408
| 3604.0472 | 1140.5408
| 3602.7263 | 1140.5408
| 3601.8603 | 1140.5408
| 3600.638 | 1140.5408
| 3599.6387 | 1140.5408
| 3598.4649 | 1140.5408
| 3597.3322 | 1140.5408
| 3596.5484 | 1140.5408
| 3595.2558 | 1140.5408
| 3594.1494 | 1140.5408
| 3592.659 | 1140.5408
| 3591.1056 | 1140.5408
| 3590.0751 | 1140.5408
| 3588.5253 | 1140.5408
| 3587.761 | 1140.5408
| 3586.4069 | 1140.5408
| 3585.3222 | 1140.5408
| 3584.3541 | 1140.5408
| 3583.1786 | 1140.5408
| 3581.5355 | 1140.5408
| 3580.9885 | 1140.5408
| 3580.035 | 1140.5408
| 3578.8779 | 1140.5408
| 3577.8775 | 1140.5408
| 3576.4259 | 1140.5408
| 3575.1501 | 1140.5408
| 3574.1601 | 1140.5408
| 3573.1539 | 1140.5408
| 3572.3139 | 1140.5408
| 3570.9462 | 1140.5408
| 3569.657 | 1140.5408
| 3568.2151 | 1140.5408
| 3566.7928 | 1140.5408
| 3565.0604 | 1140.5408
| 3564.4563 | 1140.5408
| 3562.9598 | 1140.5408
| 3561.869 | 1140.5408
| 3560.4797 | 1140.5408
| 3559.4519 | 1140.5408
| 3558.33 | 1140.5408
| 3556.8297 | 1140.5408
| 3555.9811 | 1140.5408
| 3555.1757 | 1140.5408
| 3554.2527 | 1140.5408
| 3553.2638 | 1140.5408
| 3551.9312 | 1140.5408
| 3550.5597 | 1140.5408
| 3549.2705 | 1140.5408
| 3547.7989 | 1140.5408
| 3546.9256 | 1140.5408
| 3546.2378 | 1140.5408
| 3545.3056 | 1140.5408
| 3544.4342 | 1140.5408
| 3542.9412 | 1140.5408
| 3541.9977 | 1140.5408
| 3540.6289 | 1140.5408
| 3539.791 | 1140.5408
| 3539.0174 | 1140.5408
| 3537.3356 | 1140.5408
| 3536.6571 | 1140.5408
| 3535.4643 | 1140.5408
| 3534.3622 | 1140.5408
| 3533.1812 | 1140.5408
| 3532.3098 | 1140.5408
| 3530.7726 | 1140.5408
| 3529.8338 | 1140.5408
| 3528.6659 | 1140.5408
| 3527.9024 | 1140.5408
| 3527.1194 | 1140.5408
| 3525.8776 | 1140.5408
| 3524.8243 | 1140.5408
| 3524.0686 | 1140.5408
| 3523.4711 | 1140.5408
| 3521.9551 | 1140.5408
| 3521.0178 | 1140.5408
| 3520.3971 | 1140.5408
| 3519.0293 | 1140.5408
| 3517.9909 | 1140.5408
| 3517.216 | 1140.5408
| 3516.3341 | 1140.5408
| 3515.4539 | 1140.5408
| 3514.8771 | 1140.5408
| 3514.0316 | 1140.5408
| 3512.9718 | 1140.5408
| 3512.0162 | 1140.5408
| 3511.3528 | 1140.5408
| 3510.226 | 1140.5408
| 3509.0889 | 1140.5408
| 3508.1652 | 1140.5408
| 3507.4031 | 1140.5408
| 3506.7597 | 1140.5408
| 3505.7179 | 1140.5408
| 3504.5492 | 1140.5408
| 3503.7713 | 1140.5408
| 3503.2028 | 1140.5408
| 3502.4809 | 1140.5408
| 3501.9603 | 1140.5408
| 3501.1458 | 1140.5408
| 3500.0846 | 1140.5408
| 3499.0099 | 1140.5408
| 3498.4274 | 1140.5408
| 3497.0237 | 1140.5408
| 3495.932 | 1140.5408
| 3495.1094 | 1140.5408
| 3494.3158 | 1140.5408
| 3493.6716 | 1140.5408
| 3493.268 | 1140.5408
| 3492.7153 | 1140.5408
| 3491.8056 | 1140.5408
| 3491.0218 | 1140.5408
| 3489.8486 | 1140.5408
| 3488.8945 | 1140.5408
| 3487.5306 | 1140.5408
| 3486.313 | 1140.5408
| 3485.3967 | 1140.5408
| 3484.3494 | 1140.5408
| 3483.2712 | 1140.5408
| 3482.3155 | 1140.5408
| 3481.3217 | 1140.5408
| 3480.6617 | 1140.5408
| 3479.6955 | 1140.5408
| 3479.1152 | 1140.5408
| 3478.4245 | 1140.5408
| 3477.3335 | 1140.5408
| 3476.2455 | 1140.5408
| 3475.4621 | 1140.5408
| 3474.6976 | 1140.5408
| 3473.609 | 1140.5408
| 3472.7987 | 1140.5408
| 3472.0448 | 1140.5408
| 3471.3664 | 1140.5408
| 3470.7068 | 1140.5408
| 3469.5968 | 1140.5408
| 3468.7727 | 1140.5408
| 3467.7823 | 1140.5408
| 3467.2293 | 1140.5408
| 3466.5146 | 1140.5408
| 3465.674 | 1140.5408
| 3464.6222 | 1140.5408
| 3463.3776 | 1140.5408
| 3462.6111 | 1140.5408
| 3461.9589 | 1140.5408
| 3461.2272 | 1140.5408
| 3460.2483 | 1140.5408
| 3459.638 | 1140.5408
| 3457.6498 | 1140.5408
| 3456.2789 | 1140.5408
| 3455.4267 | 1140.5408
| 3454.4531 | 1140.5408
| 3453.9427 | 1140.5408
| 3453.3384 | 1140.5408
| 3452.4214 | 1140.5408
| 3451.667 | 1140.5408
| 3450.8076 | 1140.5408
| 3449.8693 | 1140.5408
| 3448.8991 | 1140.5408
| 3447.934 | 1140.5408
| 3447.1266 | 1140.5408
| 3446.4335 | 1140.5408
| 3445.6126 | 1140.5408
| 3444.8465 | 1140.5408
| 3444.0237 | 1140.5408
| 3442.8867 | 1140.5408
| 3441.8988 | 1140.5408
| 3441.3887 | 1140.5408
| 3440.7552 | 1140.5408
| 3440.1068 | 1140.5408
| 3439.5765 | 1140.5408
| 3438.9006 | 1140.5408
| 3438.2316 | 1140.5408
| 3437.6112 | 1140.5408
| 3436.9605 | 1140.5408
| 3435.9131 | 1140.5408
| 3435.4109 | 1140.5408
| 3434.9364 | 1140.5408
| 3434.0273 | 1140.5408
| 3433.2817 | 1140.5408
| 3432.2763 | 1140.5408
| 3431.7129 | 1140.5408
| 3430.9061 | 1140.5408
| 3430.3761 | 1140.5408
| 3429.5471 | 1140.5408
| 3428.6492 | 1140.5408
| 3427.8366 | 1140.5408
| 3427.1716 | 1140.5408
| 3426.4003 | 1140.5408
| 3425.621 | 1140.5408
| 3425.066 | 1140.5408
| 3424.2349 | 1140.5408
| 3423.6375 | 1140.5408
| 3422.8705 | 1140.5408
| 3422.2801 | 1140.5408
| 3421.4305 | 1140.5408
| 3421.0971 | 1140.5408
| 3420.368 | 1140.5408
| 3419.5757 | 1140.5408
| 3418.7503 | 1140.5408
| 3417.6283 | 1140.5408
| 3417.0398 | 1140.5408
| 3416.3548 | 1140.5408
| 3415.6408 | 1140.5408
| 3415.0766 | 1140.5408
| 3414.2765 | 1140.5408
| 3413.6449 | 1140.5408
| 3412.8404 | 1140.5408
| 3412.0564 | 1140.5408
| 3411.6553 | 1140.5408
| 3411.1493 | 1140.5408
| 3410.5936 | 1140.5408
| 3409.8621 | 1140.5408
| 3409.0804 | 1140.5408
| 3408.2501 | 1140.5408
| 3407.9569 | 1140.5408
| 3407.6414 | 1140.5408
| 3407.0494 | 1140.5408
| 3406.4626 | 1140.5408
| 3405.702 | 1140.5408
| 3405.0803 | 1140.5408
| 3404.3526 | 1140.5408
| 3403.8027 | 1140.5408
| 3403.1073 | 1140.5408
| 3402.3698 | 1140.5408
| 3401.9617 | 1140.5408
| 3401.4416 | 1140.5408
| 3400.8495 | 1140.5408
| 3399.9514 | 1140.5408
| 3398.9388 | 1140.5408
| 3398.0816 | 1140.5408
| 3397.4476 | 1140.5408
| 3396.656 | 1140.5408
| 3396.1038 | 1140.5408
| 3395.6462 | 1140.5408
| 3395.0296 | 1140.5408
| 3394.5922 | 1140.5408
| 3393.7851 | 1140.5408
| 3392.9429 | 1140.5408
| 3392.0453 | 1140.5408
| 3391.6726 | 1140.5408
| 3390.8791 | 1140.5408
| 3390.277 | 1140.5408
| 3389.6239 | 1140.5408
| 3388.8674 | 1140.5408
| 3388.1881 | 1140.5408
| 3387.3638 | 1140.5408
| 3386.6136 | 1140.5408
| 3385.9385 | 1140.5408
| 3385.3437 | 1140.5408
| 3384.5622 | 1140.5408
| 3383.6404 | 1140.5408
| 3382.9482 | 1140.5408
| 3382.3784 | 1140.5408
| 3381.4972 | 1140.5408
| 3381.1299 | 1140.5408
| 3380.6297 | 1140.5408
| 3379.5891 | 1140.5408
| 3378.8444 | 1140.5408
| 3378.5484 | 1140.5408
| 3377.7738 | 1140.5408
| 3377.192 | 1140.5408
| 3376.678 | 1140.5408
| 3375.977 | 1140.5408
| 3375.5626 | 1140.5408
| 3374.8577 | 1140.5408
| 3374.2636 | 1140.5408
| 3373.3795 | 1140.5408
| 3372.7539 | 1140.5408
| 3372.2078 | 1140.5408
| 3371.5242 | 1140.5408
| 3371.018 | 1140.5408
| 3370.2595 | 1140.5408
| 3369.5192 | 1140.5408
| 3368.8209 | 1140.5408
| 3368.3483 | 1140.5408
| 3367.6221 | 1140.5408
| 3366.9389 | 1140.5408
| 3366.4074 | 1140.5408
| 3365.9236 | 1140.5408
| 3365.0588 | 1140.5408
| 3364.3464 | 1140.5408
| 3363.6065 | 1140.5408
| 3362.7561 | 1140.5408
| 3361.9808 | 1140.5408
| 3361.3774 | 1140.5408
| 3360.6089 | 1140.5408
| 3360.1463 | 1140.5408
| 3359.3845 | 1140.5408
| 3358.5014 | 1140.5408
| 3357.6233 | 1140.5408
| 3356.8254 | 1140.5408
| 3356.1584 | 1140.5408
| 3355.5364 | 1140.5408
| 3354.8412 | 1140.5408
| 3354.0996 | 1140.5408
| 3353.5223 | 1140.5408
| 3352.9717 | 1140.5408
| 3352.5029 | 1140.5408
| 3352.1981 | 1140.5408
| 3351.7146 | 1140.5408
| 3351.1862 | 1140.5408
| 3350.5637 | 1140.5408
| 3349.7747 | 1140.5408
| 3349.3384 | 1140.5408
| 3348.0979 | 1140.5408
| 3347.4788 | 1140.5408
| 3346.9669 | 1140.5408
| 3346.2202 | 1140.5408
| 3345.3526 | 1140.5408
| 3344.463 | 1140.5408
| 3343.9567 | 1140.5408
| 3343.5846 | 1140.5408
| 3342.9315 | 1140.5408
| 3342.1978 | 1140.5408
| 3341.8802 | 1140.5408
| 3341.1617 | 1140.5408
| 3340.9105 | 1140.5408
| 3340.3722 | 1140.5408
| 3339.3406 | 1140.5408
| 3338.6083 | 1140.5408
| 3337.9405 | 1140.5408
| 3337.3587 | 1140.5408
| 3336.6828 | 1140.5408
| 3336.3192 | 1140.5408
| 3335.598 | 1140.5408
| 3334.968 | 1140.5408
| 3334.4549 | 1140.5408
| 3333.7948 | 1140.5408
| 3333.4383 | 1140.5408
| 3332.9112 | 1140.5408
| 3332.2847 | 1140.5408
| 3331.8789 | 1140.5408
| 3331.6112 | 1140.5408
| 3330.7054 | 1140.5408
| 3330.0559 | 1140.5408
| 3329.529 | 1140.5408
| 3329.009 | 1140.5408
| 3328.423 | 1140.5408
| 3327.9493 | 1140.5408
| 3327.3616 | 1140.5408
| 3326.785 | 1140.5408
| 3326.2042 | 1140.5408
| 3325.7769 | 1140.5408
| 3325.1502 | 1140.5408
| 3324.6058 | 1140.5408
| 3324.1259 | 1140.5408
| 3323.4757 | 1140.5408
| 3322.9225 | 1140.5408
| 3322.4648 | 1140.5408
| 3321.993 | 1140.5408
| 3321.4386 | 1140.5408
| 3320.8156 | 1140.5408
| 3320.3554 | 1140.5408
| 3319.8501 | 1140.5408
| 3318.8993 | 1140.5408
| 3318.329 | 1140.5408
| 3317.8875 | 1140.5408
| 3317.4297 | 1140.5408
| 3317.029 | 1140.5408
| 3316.5808 | 1140.5408
| 3316.0061 | 1140.5408
| 3315.698 | 1140.5408
| 3315.012 | 1140.5408
| 3314.5148 | 1140.5408
| 3314.1237 | 1140.5408
| 3313.5021 | 1140.5408
| 3313.1275 | 1140.5408
| 3312.4944 | 1140.5408
| 3312.0523 | 1140.5408
| 3311.5974 | 1140.5408
| 3310.8425 | 1140.5408
| 3310.3724 | 1140.5408
| 3309.8392 | 1140.5408
| 3309.3578 | 1140.5408
| 3308.8135 | 1140.5408
| 3308.2586 | 1140.5408
| 3307.5718 | 1140.5408
| 3307.0147 | 1140.5408
| 3306.3995 | 1140.5408
| 3306.1722 | 1140.5408
| 3305.5933 | 1140.5408
| 3304.8783 | 1140.5408
| 3304.482 | 1140.5408
| 3303.7988 | 1140.5408
| 3303.3529 | 1140.5408
| 3302.7466 | 1140.5408
| 3302.2359 | 1140.5408
| 3301.9194 | 1140.5408
| 3301.2344 | 1140.5408
| 3300.5567 | 1140.5408
| 3299.8891 | 1140.5408
| 3299.3783 | 1140.5408
| 3298.9155 | 1140.5408
| 3298.4255 | 1140.5408
| 3297.4539 | 1140.5408
| 3297.065 | 1140.5408
| 3296.5623 | 1140.5408
| 3296.074 | 1140.5408
| 3295.4791 | 1140.5408
| 3294.9498 | 1140.5408
| 3294.6967 | 1140.5408
| 3294.2654 | 1140.5408
| 3293.5729 | 1140.5408
| 3292.8391 | 1140.5408
| 3292.3443 | 1140.5408
| 3291.9823 | 1140.5408
| 3291.4801 | 1140.5408
| 3291.0818 | 1140.5408
| 3290.5493 | 1140.5408
| 3289.8943 | 1140.5408
| 3289.1279 | 1140.5408
| 3288.4001 | 1140.5408
| 3287.8018 | 1140.5408
| 3287.1811 | 1140.5408
| 3286.6246 | 1140.5408
| 3286.0996 | 1140.5408
| 3285.7155 | 1140.5408
| 3285.3136 | 1140.5408
| 3284.8626 | 1140.5408
| 3284.1949 | 1140.5408
| 3283.6717 | 1140.5408
| 3283.4055 | 1140.5408
| 3282.87 | 1140.5408
| 3282.5356 | 1140.5408
| 3281.8177 | 1140.5408
| 3281.3603 | 1140.5408
| 3281.0376 | 1140.5408
| 3280.2414 | 1140.5408
| 3279.467 | 1140.5408
| 3278.8584 | 1140.5408
| 3278.3853 | 1140.5408
| 3277.8657 | 1140.5408
| 3277.4366 | 1140.5408
| 3277.1117 | 1140.5408
| 3276.5878 | 1140.5408
| 3276.0899 | 1140.5408
| 3275.5092 | 1140.5408
| 3275.0596 | 1140.5408
| 3274.4406 | 1140.5408
| 3273.6275 | 1140.5408
| 3272.7186 | 1140.5408
| 3272.1536 | 1140.5408
| 3271.5594 | 1140.5408
| 3271.0946 | 1140.5408
| 3270.3521 | 1140.5408
| 3269.8369 | 1140.5408
| 3269.1289 | 1140.5408
| 3268.5483 | 1140.5408
| 3268.0415 | 1140.5408
| 3267.6857 | 1140.5408
| 3267.0984 | 1140.5408
| 3266.1385 | 1140.5408
| 3265.7877 | 1140.5408
| 3265.297 | 1140.5408
| 3264.7145 | 1140.5408
| 3264.3784 | 1140.5408
| 3264.0202 | 1140.5408
| 3263.2359 | 1140.5408
| 3262.8422 | 1140.5408
| 3262.1926 | 1140.5408
| 3261.703 | 1140.5408
| 3261.2878 | 1140.5408
| 3260.8477 | 1140.5408
| 3260.2806 | 1140.5408
| 3259.6875 | 1140.5408
| 3259.3035 | 1140.5408
| 3258.8355 | 1140.5408
| 3258.4352 | 1140.5408
| 3258.0111 | 1140.5408
| 3257.6338 | 1140.5408
| 3257.0716 | 1140.5408
| 3256.5902 | 1140.5408
| 3256.0354 | 1140.5408
| 3255.6383 | 1140.5408
| 3255.0258 | 1140.5408
| 3254.6999 | 1140.5408
| 3254.4805 | 1140.5408
| 3253.775 | 1140.5408
| 3253.3177 | 1140.5408
| 3252.8814 | 1140.5408
| 3252.6181 | 1140.5408
| 3252.1178 | 1140.5408
| 3251.7991 | 1140.5408
| 3251.4306 | 1140.5408
| 3250.9223 | 1140.5408
| 3250.5028 | 1140.5408
| 3250.07 | 1140.5408
| 3249.7533 | 1140.5408
| 3249.2233 | 1140.5408
| 3248.7234 | 1140.5408
| 3248.2945 | 1140.5408
| 3247.8563 | 1140.5408
| 3247.4673 | 1140.5408
| 3247.1924 | 1140.5408
| 3246.8406 | 1140.5408
| 3246.3946 | 1140.5408
| 3245.8707 | 1140.5408
| 3245.5831 | 1140.5408
| 3245.085 | 1140.5408
| 3244.695 | 1140.5408
| 3244.2832 | 1140.5408
| 3243.9459 | 1140.5408
| 3243.5745 | 1140.5408
| 3243.079 | 1140.5408
| 3242.7037 | 1140.5408
| 3242.3157 | 1140.5408
| 3242.0815 | 1140.5408
| 3241.7364 | 1140.5408
| 3241.2931 | 1140.5408
| 3240.8805 | 1140.5408
| 3240.5313 | 1140.5408
| 3239.9891 | 1140.5408
| 3239.4698 | 1140.5408
| 3239.0586 | 1140.5408
| 3238.6384 | 1140.5408
| 3238.2597 | 1140.5408
| 3237.7974 | 1140.5408
| 3237.1398 | 1140.5408
| 3236.531 | 1140.5408
| 3236.047 | 1140.5408
| 3235.7093 | 1140.5408
| 3235.329 | 1140.5408
| 3234.8191 | 1140.5408
| 3234.2227 | 1140.5408
| 3233.9105 | 1140.5408
| 3233.4691 | 1140.5408
| 3232.9737 | 1140.5408
| 3232.5176 | 1140.5408
| 3232.1867 | 1140.5408
| 3231.7057 | 1140.5408
| 3231.1204 | 1140.5408
| 3230.6645 | 1140.5408
| 3230.18 | 1140.5408
| 3229.885 | 1140.5408
| 3229.4722 | 1140.5408
| 3228.8067 | 1140.5408
| 3228.4146 | 1140.5408
| 3227.8637 | 1140.5408
| 3227.5451 | 1140.5408
| 3227.164 | 1140.5408
| 3226.777 | 1140.5408
| 3226.238 | 1140.5408
| 3225.5859 | 1140.5408
| 3225.2089 | 1140.5408
| 3224.5082 | 1140.5408
| 3224.1131 | 1140.5408
| 3223.7064 | 1140.5408
| 3223.0436 | 1140.5408
| 3222.8163 | 1140.5408
| 3222.3858 | 1140.5408
| 3221.858 | 1140.5408
| 3221.3804 | 1140.5408
| 3221.0505 | 1140.5408
| 3220.5958 | 1140.5408
| 3220.2917 | 1140.5408
| 3219.7977 | 1140.5408
| 3219.5454 | 1140.5408
| 3219.3116 | 1140.5408
| 3218.7726 | 1140.5408
| 3218.414 | 1140.5408
| 3217.9988 | 1140.5408
| 3217.3833 | 1140.5408
| 3217.1253 | 1140.5408
| 3216.2933 | 1140.5408
| 3215.938 | 1140.5408
| 3215.5234 | 1140.5408
| 3214.8784 | 1140.5408
| 3214.5446 | 1140.5408
| 3214.1141 | 1140.5408
| 3213.6431 | 1140.5408
| 3213.2169 | 1140.5408
| 3212.9018 | 1140.5408
| 3212.5104 | 1140.5408
| 3212.0602 | 1140.5408
| 3211.7103 | 1140.5408
| 3211.216 | 1140.5408
| 3210.7976 | 1140.5408
| 3210.4866 | 1140.5408
| 3210.0832 | 1140.5408
| 3209.8113 | 1140.5408
| 3209.4776 | 1140.5408
| 3209.0066 | 1140.5408
| 3208.5333 | 1140.5408
| 3208.1938 | 1140.5408
| 3207.9986 | 1140.5408
| 3207.4359 | 1140.5408
| 3207.0998 | 1140.5408
| 3206.744 | 1140.5408
| 3206.4299 | 1140.5408
| 3206.0435 | 1140.5408
| 3205.4487 | 1140.5408
| 3205.1522 | 1140.5408
| 3204.6417 | 1140.5408
| 3204.1847 | 1140.5408
| 3203.6508 | 1140.5408
| 3203.0272 | 1140.5408
| 3202.7716 | 1140.5408
| 3202.4991 | 1140.5408
| 3202.03 | 1140.5408
| 3201.636 | 1140.5408
| 3201.2256 | 1140.5408
| 3200.7155 | 1140.5408
| 3200.3587 | 1140.5408
| 3200.0173 | 1140.5408
| 3199.2714 | 1140.5408
| 3198.8055 | 1140.5408
| 3198.3028 | 1140.5408
| 3197.8388 | 1140.5408
| 3197.5142 | 1140.5408
| 3197.1953 | 1140.5408
| 3196.734 | 1140.5408
| 3196.3085 | 1140.5408
| 3196.0266 | 1140.5408
| 3195.3717 | 1140.5408
| 3195.0051 | 1140.5408
| 3194.6057 | 1140.5408
| 3194.3653 | 1140.5408
| 3193.9414 | 1140.5408
| 3193.4399 | 1140.5408
| 3193.1269 | 1140.5408
| 3192.6848 | 1140.5408
| 3192.1362 | 1140.5408
| 3191.5603 | 1140.5408
| 3191.2478 | 1140.5408
| 3190.6465 | 1140.5408
| 3190.4011 | 1140.5408
| 3190.1444 | 1140.5408
| 3189.59 | 1140.5408
| 3189.2446 | 1140.5408
| 3188.9708 | 1140.5408
| 3188.679 | 1140.5408
| 3188.218 | 1140.5408
| 3187.6798 | 1140.5408
| 3187.2532 | 1140.5408
| 3186.8783 | 1140.5408
| 3186.5375 | 1140.5408
| 3186.1668 | 1140.5408
| 3185.8022 | 1140.5408
| 3185.4675 | 1140.5408
| 3185.1687 | 1140.5408
| 3184.4055 | 1140.5408
| 3184.004 | 1140.5408
| 3183.602 | 1140.5408
| 3183.3666 | 1140.5408
| 3183.2306 | 1140.5408
| 3182.8602 | 1140.5408
| 3182.6305 | 1140.5408
| 3182.2961 | 1140.5408
| 3181.9437 | 1140.5408
| 3181.4593 | 1140.5408
| 3181.2116 | 1140.5408
| 3180.8466 | 1140.5408
| 3180.6483 | 1140.5408
| 3180.1282 | 1140.5408
| 3179.6401 | 1140.5408
| 3179.4535 | 1140.5408
| 3178.9938 | 1140.5408
| 3178.719 | 1140.5408
| 3178.4217 | 1140.5408
| 3178.079 | 1140.5408
| 3177.8014 | 1140.5408
| 3177.5433 | 1140.5408
| 3177.0265 | 1140.5408
| 3176.6174 | 1140.5408
| 3176.2691 | 1140.5408
| 3175.7982 | 1140.5408
| 3175.6225 | 1140.5408
| 3175.2498 | 1140.5408
| 3174.7988 | 1140.5408
| 3174.3078 | 1140.5408
| 3173.6791 | 1140.5408
| 3173.3725 | 1140.5408
| 3173.1019 | 1140.5408
| 3172.7431 | 1140.5408
| 3172.4934 | 1140.5408
| 3172.061 | 1140.5408
| 3171.6387 | 1140.5408
| 3171.2484 | 1140.5408
| 3170.9209 | 1140.5408
| 3170.527 | 1140.5408
| 3169.9328 | 1140.5408
| 3169.6839 | 1140.5408
| 3169.322 | 1140.5408
| 3168.7368 | 1140.5408
| 3168.3236 | 1140.5408
| 3167.8989 | 1140.5408
| 3167.5861 | 1140.5408
| 3167.2024 | 1140.5408
| 3166.7694 | 1140.5408
| 3166.4735 | 1140.5408
| 3166.17 | 1140.5408
| 3165.8165 | 1140.5408
| 3165.4226 | 1140.5408
| 3164.9847 | 1140.5408
| 3164.6771 | 1140.5408
| 3164.0401 | 1140.5408
| 3163.5225 | 1140.5408
| 3163.2127 | 1140.5408
| 3162.6362 | 1140.5408
| 3162.2154 | 1140.5408
| 3161.8047 | 1140.5408
| 3161.3958 | 1140.5408
| 3161.0692 | 1140.5408
| 3160.6631 | 1140.5408
| 3160.2917 | 1140.5408
| 3160.099 | 1140.5408
| 3159.8438 | 1140.5408
| 3159.5872 | 1140.5408
| 3159.2057 | 1140.5408
| 3158.9221 | 1140.5408
| 3158.5725 | 1140.5408
| 3158.0407 | 1140.5408
| 3157.5879 | 1140.5408
| 3157.4353 | 1140.5408
| 3157.1224 | 1140.5408
| 3156.7737 | 1140.5408
| 3156.5604 | 1140.5408
| 3156.0986 | 1140.5408
| 3155.8447 | 1140.5408
| 3155.4869 | 1140.5408
| 3154.9437 | 1140.5408
| 3154.5084 | 1140.5408
| 3154.2046 | 1140.5408
| 3153.9787 | 1140.5408
| 3153.5482 | 1140.5408
| 3153.2833 | 1140.5408
| 3152.9276 | 1140.5408
| 3152.6669 | 1140.5408
| 3152.3598 | 1140.5408
| 3152.114 | 1140.5408
| 3151.8641 | 1140.5408
| 3151.5392 | 1140.5408
| 3151.1727 | 1140.5408
| 3150.7313 | 1140.5408
| 3150.395 | 1140.5408
| 3150.0421 | 1140.5408
| 3149.6641 | 1140.5408
| 3149.4125 | 1140.5408
| 3149.1396 | 1140.5408
| 3148.7696 | 1140.5408
| 3148.4865 | 1140.5408
| 3148.1529 | 1140.5408
| 3147.7223 | 1140.5408
| 3147.3143 | 1140.5408
| 3146.9559 | 1140.5408
| 3146.4854 | 1140.5408
| 3146.3119 | 1140.5408
| 3146.1005 | 1140.5408
| 3145.5971 | 1140.5408
| 3145.3476 | 1140.5408
| 3145.1551 | 1140.5408
| 3144.7723 | 1140.5408
| 3144.515 | 1140.5408
| 3144.1813 | 1140.5408
| 3143.7737 | 1140.5408
| 3143.5433 | 1140.5408
| 3143.2331 | 1140.5408
| 3142.8723 | 1140.5408
| 3142.6777 | 1140.5408
| 3142.3187 | 1140.5408
| 3142.0005 | 1140.5408
| 3141.767 | 1140.5408
| 3141.5985 | 1140.5408
| 3141.4805 | 1140.5408
| 3141.1296 | 1140.5408
| 3140.6108 | 1140.5408
| 3140.1648 | 1140.5408
| 3139.8375 | 1140.5408
| 3139.4891 | 1140.5408
| 3139.1843 | 1140.5408
| 3138.8187 | 1140.5408
| 3138.4366 | 1140.5408
| 3138.159 | 1140.5408
| 3137.6238 | 1140.5408
| 3137.4185 | 1140.5408
| 3137.0413 | 1140.5408
| 3136.5934 | 1140.5408
| 3136.2921 | 1140.5408
| 3136.1483 | 1140.5408
| 3135.8072 | 1140.5408
| 3135.4395 | 1140.5408
| 3135.2136 | 1140.5408
| 3134.8603 | 1140.5408
| 3134.3303 | 1140.5408
| 3133.9732 | 1140.5408
| 3133.6333 | 1140.5408
| 3133.3118 | 1140.5408
| 3132.9781 | 1140.5408
| 3132.586 | 1140.5408
| 3132.2462 | 1140.5408
| 3131.7625 | 1140.5408
| 3131.3914 | 1140.5408
| 3131.0504 | 1140.5408
| 3130.7848 | 1140.5408
| 3130.4774 | 1140.5408
| 3130.1916 | 1140.5408
| 3129.8415 | 1140.5408
| 3129.5932 | 1140.5408
| 3129.3551 | 1140.5408
| 3129.0189 | 1140.5408
| 3128.5969 | 1140.5408
| 3128.2042 | 1140.5408
| 3127.9007 | 1140.5408
| 3127.4409 | 1140.5408
| 3127.159 | 1140.5408
| 3126.8032 | 1140.5408
| 3126.4345 | 1140.5408
| 3126.1789 | 1140.5408
| 3125.8874 | 1140.5408
| 3125.5326 | 1140.5408
| 3125.1544 | 1140.5408
| 3124.8985 | 1140.5408
| 3124.5288 | 1140.5408
| 3124.2433 | 1140.5408
| 3123.9797 | 1140.5408
| 3123.5582 | 1140.5408
| 3123.2094 | 1140.5408
| 3122.7795 | 1140.5408
| 3122.5099 | 1140.5408
| 3122.3595 | 1140.5408
| 3121.8859 | 1140.5408
| 3121.4823 | 1140.5408
| 3121.0701 | 1140.5408
| 3120.7001 | 1140.5408
| 3120.304 | 1140.5408
| 3120.0967 | 1140.5408
| 3119.7471 | 1140.5408
| 3119.4154 | 1140.5408
| 3119.1363 | 1140.5408
| 3118.791 | 1140.5408
| 3118.3861 | 1140.5408
| 3118.0287 | 1140.5408
| 3117.6981 | 1140.5408
| 3117.2854 | 1140.5408
| 3116.8674 | 1140.5408
| 3116.6682 | 1140.5408
| 3116.4951 | 1140.5408
| 3116.2556 | 1140.5408
| 3115.8109 | 1140.5408
| 3115.3938 | 1140.5408
| 3115.009 | 1140.5408
| 3114.7276 | 1140.5408
| 3114.4815 | 1140.5408
| 3114.2837 | 1140.5408
| 3114.077 | 1140.5408
| 3113.7151 | 1140.5408
| 3113.4368 | 1140.5408
| 3113.1174 | 1140.5408
| 3112.7743 | 1140.5408
| 3112.4882 | 1140.5408
| 3112.2658 | 1140.5408
| 3112.055 | 1140.5408
| 3111.8037 | 1140.5408
| 3111.5495 | 1140.5408
| 3111.321 | 1140.5408
| 3111.0956 | 1140.5408
| 3110.8639 | 1140.5408
| 3110.5495 | 1140.5408
| 3110.2098 | 1140.5408
| 3109.8774 | 1140.5408
| 3109.5606 | 1140.5408
| 3109.2293 | 1140.5408
| 3108.9164 | 1140.5408
| 3108.5329 | 1140.5408
| 3108.3803 | 1140.5408
| 3108.0164 | 1140.5408
| 3107.609 | 1140.5408
| 3107.325 | 1140.5408
| 3107.1106 | 1140.5408
| 3106.8014 | 1140.5408
| 3106.5433 | 1140.5408
| 3106.3226 | 1140.5408
| 3105.8192 | 1140.5408
| 3105.6044 | 1140.5408
| 3105.3382 | 1140.5408
| 3105.1875 | 1140.5408
| 3104.8352 | 1140.5408
| 3104.3391 | 1140.5408
| 3104.1556 | 1140.5408
| 3103.7631 | 1140.5408
| 3103.4374 | 1140.5408
| 3103.0517 | 1140.5408
| 3102.799 | 1140.5408
| 3102.5862 | 1140.5408
| 3102.3421 | 1140.5408
| 3101.9922 | 1140.5408
| 3101.6672 | 1140.5408
| 3101.3262 | 1140.5408
| 3101.0346 | 1140.5408
| 3100.7154 | 1140.5408
| 3100.4302 | 1140.5408
| 3100.2443 | 1140.5408
| 3100.0925 | 1140.5408
| 3099.7596 | 1140.5408
| 3099.4575 | 1140.5408
| 3099.1905 | 1140.5408
| 3098.7796 | 1140.5408
| 3098.3674 | 1140.5408
| 3098.0829 | 1140.5408
| 3097.8711 | 1140.5408
| 3097.6361 | 1140.5408
| 3097.2908 | 1140.5408
| 3096.9759 | 1140.5408
| 3096.6989 | 1140.5408
| 3096.4418 | 1140.5408
| 3096.2133 | 1140.5408
| 3095.9083 | 1140.5408
| 3095.5854 | 1140.5408
| 3095.1336 | 1140.5408
| 3094.7708 | 1140.5408
| 3094.4021 | 1140.5408
| 3094.1305 | 1140.5408
| 3093.7756 | 1140.5408
| 3093.3736 | 1140.5408
| 3092.969 | 1140.5408
| 3092.63 | 1140.5408
| 3092.2874 | 1140.5408
| 3091.7776 | 1140.5408
| 3091.4779 | 1140.5408
| 3091.0825 | 1140.5408
| 3090.6586 | 1140.5408
| 3090.3297 | 1140.5408
| 3090.1244 | 1140.5408
| 3089.8459 | 1140.5408
| 3089.391 | 1140.5408
| 3088.9276 | 1140.5408
| 3088.6233 | 1140.5408
| 3088.2847 | 1140.5408
| 3087.9147 | 1140.5408
| 3087.5525 | 1140.5408
| 3087.1695 | 1140.5408
| 3086.6323 | 1140.5408
| 3086.1376 | 1140.5408
| 3085.8862 | 1140.5408
| 3085.6792 | 1140.5408
| 3085.4089 | 1140.5408
| 3085.1348 | 1140.5408
| 3084.8402 | 1140.5408
| 3084.5891 | 1140.5408
| 3084.1266 | 1140.5408
| 3083.8619 | 1140.5408
| 3083.5698 | 1140.5408
| 3083.2787 | 1140.5408
| 3082.9871 | 1140.5408
| 3082.6321 | 1140.5408
| 3082.3842 | 1140.5408
| 3082.026 | 1140.5408
| 3081.8018 | 1140.5408
| 3081.5217 | 1140.5408
| 3081.3411 | 1140.5408
| 3081.1703 | 1140.5408
| 3080.7419 | 1140.5408
| 3080.5467 | 1140.5408
| 3080.2597 | 1140.5408
| 3079.9791 | 1140.5408
| 3079.7677 | 1140.5408
| 3079.3848 | 1140.5408
| 3079.1511 | 1140.5408
| 3078.8828 | 1140.5408
| 3078.5318 | 1140.5408
| 3078.2665 | 1140.5408
| 3078.0564 | 1140.5408
| 3077.7735 | 1140.5408
| 3077.5668 | 1140.5408
| 3077.2173 | 1140.5408
| 3076.8393 | 1140.5408
| 3076.6233 | 1140.5408
| 3076.4252 | 1140.5408
| 3076.108 | 1140.5408
| 3075.7617 | 1140.5408
| 3075.381 | 1140.5408
| 3075.1613 | 1140.5408
| 3074.8438 | 1140.5408
| 3074.6659 | 1140.5408
| 3074.3784 | 1140.5408
| 3074.1259 | 1140.5408
| 3073.7801 | 1140.5408
| 3073.3614 | 1140.5408
| 3072.9635 | 1140.5408
| 3072.7077 | 1140.5408
| 3072.3257 | 1140.5408
| 3072.1441 | 1140.5408
| 3071.8503 | 1140.5408
| 3071.5302 | 1140.5408
| 3071.2986 | 1140.5408
| 3070.936 | 1140.5408
| 3070.6515 | 1140.5408
| 3070.4688 | 1140.5408
| 3070.307 | 1140.5408
| 3070.0507 | 1140.5408
| 3069.7049 | 1140.5408
| 3069.4394 | 1140.5408
| 3069.2957 | 1140.5408
| 3068.917 | 1140.5408
| 3068.6257 | 1140.5408
| 3068.2781 | 1140.5408
| 3067.8182 | 1140.5408
| 3067.5337 | 1140.5408
| 3067.2837 | 1140.5408
| 3067.0197 | 1140.5408
| 3066.7563 | 1140.5408
| 3066.4551 | 1140.5408
| 3066.1712 | 1140.5408
| 3065.9425 | 1140.5408
| 3065.7256 | 1140.5408
| 3065.528 | 1140.5408
| 3065.2329 | 1140.5408
| 3064.9569 | 1140.5408
| 3064.6368 | 1140.5408
| 3064.3942 | 1140.5408
| 3064.2013 | 1140.5408
| 3063.8927 | 1140.5408
| 3063.5939 | 1140.5408
| 3063.4371 | 1140.5408
| 3063.2064 | 1140.5408
| 3062.9905 | 1140.5408
| 3062.7614 | 1140.5408
| 3062.6127 | 1140.5408
| 3062.258 | 1140.5408
| 3062.0684 | 1140.5408
| 3061.8263 | 1140.5408
| 3061.5952 | 1140.5408
| 3061.2556 | 1140.5408
| 3060.9258 | 1140.5408
| 3060.5669 | 1140.5408
| 3060.0978 | 1140.5408
| 3059.7294 | 1140.5408
| 3059.4552 | 1140.5408
| 3059.1208 | 1140.5408
| 3058.888 | 1140.5408
| 3058.426 | 1140.5408
| 3058.0995 | 1140.5408
| 3057.935 | 1140.5408
| 3057.6415 | 1140.5408
| 3057.4378 | 1140.5408
| 3057.2272 | 1140.5408
| 3057.0318 | 1140.5408
| 3056.809 | 1140.5408
| 3056.5483 | 1140.5408
| 3056.3361 | 1140.5408
| 3056.0488 | 1140.5408
| 3055.8248 | 1140.5408
| 3055.554 | 1140.5408
| 3055.2853 | 1140.5408
| 3055.0174 | 1140.5408
| 3054.7161 | 1140.5408
| 3054.43 | 1140.5408
| 3054.2501 | 1140.5408
| 3054.1407 | 1140.5408
| 3053.8629 | 1140.5408
| 3053.5689 | 1140.5408
| 3053.3288 | 1140.5408
| 3053.0587 | 1140.5408
| 3052.7375 | 1140.5408
| 3052.4654 | 1140.5408
| 3051.9691 | 1140.5408
| 3051.6359 | 1140.5408
| 3051.2671 | 1140.5408
| 3050.9954 | 1140.5408
| 3050.6876 | 1140.5408
| 3050.3924 | 1140.5408
| 3049.9854 | 1140.5408
| 3049.6229 | 1140.5408
| 3049.3398 | 1140.5408
| 3049.1276 | 1140.5408
| 3048.9605 | 1140.5408
| 3048.7455 | 1140.5408
| 3048.5125 | 1140.5408
| 3048.312 | 1140.5408
| 3048.0451 | 1140.5408
| 3047.8754 | 1140.5408
| 3047.7169 | 1140.5408
| 3047.595 | 1140.5408
| 3047.1774 | 1140.5408
| 3046.9201 | 1140.5408
| 3046.7255 | 1140.5408
| 3046.3683 | 1140.5408
| 3046.0978 | 1140.5408
| 3045.8696 | 1140.5408
| 3045.6611 | 1140.5408
| 3045.3467 | 1140.5408
| 3045.0541 | 1140.5408
| 3044.8191 | 1140.5408
| 3044.5441 | 1140.5408
| 3044.3308 | 1140.5408
| 3044.0139 | 1140.5408
| 3043.7251 | 1140.5408
| 3043.386 | 1140.5408
| 3043.1581 | 1140.5408
| 3042.8645 | 1140.5408
| 3042.6511 | 1140.5408
| 3042.4126 | 1140.5408
| 3042.0748 | 1140.5408
| 3041.7867 | 1140.5408
| 3041.2334 | 1140.5408
| 3040.9897 | 1140.5408
| 3040.8299 | 1140.5408
| 3040.4511 | 1140.5408
| 3040.1013 | 1140.5408
| 3039.925 | 1140.5408
| 3039.6466 | 1140.5408
| 3039.4235 | 1140.5408
| 3039.2229 | 1140.5408
| 3038.887 | 1140.5408
| 3038.6152 | 1140.5408
| 3038.3922 | 1140.5408
| 3037.7996 | 1140.5408
| 3037.5539 | 1140.5408
| 3036.961 | 1140.5408
| 3036.5635 | 1140.5408
| 3036.2782 | 1140.5408
| 3035.9974 | 1140.5408
| 3035.5685 | 1140.5408
| 3035.3178 | 1140.5408
| 3035.1238 | 1140.5408
| 3034.9158 | 1140.5408
| 3034.6111 | 1140.5408
| 3034.362 | 1140.5408
| 3033.9809 | 1140.5408
| 3033.7105 | 1140.5408
| 3033.4799 | 1140.5408
| 3033.3284 | 1140.5408
| 3033.1202 | 1140.5408
| 3032.9159 | 1140.5408
| 3032.6569 | 1140.5408
| 3032.3787 | 1140.5408
| 3032.0199 | 1140.5408
| 3031.5216 | 1140.5408
| 3031.1573 | 1140.5408
| 3030.861 | 1140.5408
| 3030.4639 | 1140.5408
| 3030.1915 | 1140.5408
| 3029.8621 | 1140.5408
| 3029.5227 | 1140.5408
| 3029.2699 | 1140.5408
| 3028.9417 | 1140.5408
| 3028.6773 | 1140.5408
| 3028.375 | 1140.5408
| 3028.1758 | 1140.5408
| 3027.9848 | 1140.5408
| 3027.7108 | 1140.5408
| 3027.6023 | 1140.5408
| 3027.3174 | 1140.5408
| 3027.1315 | 1140.5408
| 3026.8056 | 1140.5408
| 3026.5195 | 1140.5408
| 3026.0643 | 1140.5408
| 3025.9145 | 1140.5408
| 3025.5794 | 1140.5408
| 3025.2553 | 1140.5408
| 3024.9742 | 1140.5408
| 3024.5717 | 1140.5408
| 3024.3665 | 1140.5408
| 3024.1108 | 1140.5408
| 3023.9256 | 1140.5408
| 3023.6853 | 1140.5408
| 3023.3751 | 1140.5408
| 3023.1358 | 1140.5408
| 3022.9317 | 1140.5408
| 3022.6476 | 1140.5408
| 3022.3697 | 1140.5408
| 3022.224 | 1140.5408
| 3022.0372 | 1140.5408
| 3021.8157 | 1140.5408
| 3021.5804 | 1140.5408
| 3021.3151 | 1140.5408
| 3021.156 | 1140.5408
| 3020.877 | 1140.5408
| 3020.5295 | 1140.5408
| 3020.3094 | 1140.5408
| 3020.0919 | 1140.5408
| 3019.8278 | 1140.5408
| 3019.6117 | 1140.5408
| 3019.1622 | 1140.5408
| 3018.9867 | 1140.5408
| 3018.7439 | 1140.5408
| 3018.5102 | 1140.5408
| 3018.2574 | 1140.5408
| 3018.0353 | 1140.5408
| 3017.8479 | 1140.5408
| 3017.6173 | 1140.5408
| 3017.4384 | 1140.5408
| 3017.2598 | 1140.5408
| 3017.0285 | 1140.5408
| 3016.7633 | 1140.5408
| 3016.5572 | 1140.5408
| 3016.3902 | 1140.5408
| 3016.1887 | 1140.5408
| 3015.8728 | 1140.5408
| 3015.6626 | 1140.5408
| 3015.449 | 1140.5408
| 3015.2339 | 1140.5408
| 3014.972 | 1140.5408
| 3014.7593 | 1140.5408
| 3014.5566 | 1140.5408
| 3014.3479 | 1140.5408
| 3014.0364 | 1140.5408
| 3013.6941 | 1140.5408
| 3013.4109 | 1140.5408
| 3013.0581 | 1140.5408
| 3012.8122 | 1140.5408
| 3012.5349 | 1140.5408
| 3012.2892 | 1140.5408
| 3011.7989 | 1140.5408
| 3011.5161 | 1140.5408
| 3011.2098 | 1140.5408
| 3011.0095 | 1140.5408
| 3010.5972 | 1140.5408
| 3010.4468 | 1140.5408
| 3010.2491 | 1140.5408
| 3009.9059 | 1140.5408
| 3009.768 | 1140.5408
| 3009.3449 | 1140.5408
| 3009.187 | 1140.5408
| 3008.9152 | 1140.5408
| 3008.6367 | 1140.5408
| 3008.317 | 1140.5408
| 3008.0715 | 1140.5408
| 3007.7362 | 1140.5408
| 3007.4535 | 1140.5408
| 3007.2194 | 1140.5408
| 3007.039 | 1140.5408
| 3006.8194 | 1140.5408
| 3006.6007 | 1140.5408
| 3006.2229 | 1140.5408
| 3005.9719 | 1140.5408
| 3005.8655 | 1140.5408
| 3005.691 | 1140.5408
| 3005.4546 | 1140.5408
| 3005.1124 | 1140.5408
| 3004.8964 | 1140.5408
| 3004.7072 | 1140.5408
| 3004.5176 | 1140.5408
| 3004.2836 | 1140.5408
| 3004.0268 | 1140.5408
| 3003.5923 | 1140.5408
| 3003.3911 | 1140.5408
| 3003.0842 | 1140.5408
| 3002.7645 | 1140.5408
| 3002.3341 | 1140.5408
| 3002.1462 | 1140.5408
| 3001.8128 | 1140.5408
| 3001.5264 | 1140.5408
| 3001.2355 | 1140.5408
| 3001.0722 | 1140.5408
| 3000.814 | 1140.5408
| 3000.5974 | 1140.5408
| 3000.2516 | 1140.5408
| 2999.9835 | 1140.5408
| 2999.6934 | 1140.5408
| 2999.4427 | 1140.5408
| 2999.1986 | 1140.5408
| 2999.0142 | 1140.5408
| 2998.8217 | 1140.5408
| 2998.5898 | 1140.5408
| 2998.2826 | 1140.5408
| 2997.9492 | 1140.5408
| 2997.6638 | 1140.5408
| 2997.4388 | 1140.5408
| 2997.2275 | 1140.5408
| 2996.9843 | 1140.5408
| 2996.7723 | 1140.5408
| 2996.3749 | 1140.5408
| 2996.1078 | 1140.5408
| 2995.8057 | 1140.5408
| 2995.6655 | 1140.5408
| 2995.4994 | 1140.5408
| 2995.1487 | 1140.5408
| 2994.9274 | 1140.5408
| 2994.4847 | 1140.5408
| 2994.2614 | 1140.5408
| 2994.1401 | 1140.5408
| 2993.8414 | 1140.5408
| 2993.6184 | 1140.5408
| 2993.3698 | 1140.5408
| 2993.2265 | 1140.5408
| 2993.0378 | 1140.5408
| 2992.8571 | 1140.5408
| 2992.6093 | 1140.5408
| 2992.3539 | 1140.5408
| 2992.1562 | 1140.5408
| 2991.9562 | 1140.5408
| 2991.7084 | 1140.5408
| 2991.4195 | 1140.5408
| 2991.163 | 1140.5408
| 2990.8622 | 1140.5408
| 2990.6147 | 1140.5408
| 2990.4209 | 1140.5408
| 2990.1563 | 1140.5408
| 2989.8959 | 1140.5408
| 2989.6337 | 1140.5408
| 2989.3883 | 1140.5408
| 2989.1992 | 1140.5408
| 2988.9616 | 1140.5408
| 2988.8018 | 1140.5408
| 2988.5464 | 1140.5408
| 2988.3184 | 1140.5408
| 2987.9539 | 1140.5408
| 2987.795 | 1140.5408
| 2987.6206 | 1140.5408
| 2987.4528 | 1140.5408
| 2987.242 | 1140.5408
| 2987.1487 | 1140.5408
| 2986.9667 | 1140.5408
| 2986.7233 | 1140.5408
| 2986.3999 | 1140.5408
| 2986.2056 | 1140.5408
| 2985.9133 | 1140.5408
| 2985.7043 | 1140.5408
| 2985.564 | 1140.5408
| 2985.4709 | 1140.5408
| 2985.2492 | 1140.5408
| 2985.1024 | 1140.5408
| 2984.7887 | 1140.5408
| 2984.5284 | 1140.5408
| 2984.283 | 1140.5408
| 2984.0104 | 1140.5408
| 2983.8331 | 1140.5408
| 2983.6798 | 1140.5408
| 2983.4202 | 1140.5408
| 2983.2333 | 1140.5408
| 2983.0707 | 1140.5408
| 2982.816 | 1140.5408
| 2982.6286 | 1140.5408
| 2982.3537 | 1140.5408
| 2982.0744 | 1140.5408
| 2981.7938 | 1140.5408
| 2981.5633 | 1140.5408
| 2981.2534 | 1140.5408
| 2980.9439 | 1140.5408
| 2980.7115 | 1140.5408
| 2980.6016 | 1140.5408
| 2980.3046 | 1140.5408
| 2980.1224 | 1140.5408
| 2979.9137 | 1140.5408
| 2979.7154 | 1140.5408
| 2979.4781 | 1140.5408
| 2979.2551 | 1140.5408
| 2978.9508 | 1140.5408
| 2978.7613 | 1140.5408
| 2978.5825 | 1140.5408
| 2978.3958 | 1140.5408
| 2978.1867 | 1140.5408
| 2978.0363 | 1140.5408
| 2977.7704 | 1140.5408
| 2977.5817 | 1140.5408
| 2977.3628 | 1140.5408
| 2977.2132 | 1140.5408
| 2977.0952 | 1140.5408
| 2976.9352 | 1140.5408
| 2976.756 | 1140.5408
| 2976.4693 | 1140.5408
| 2976.149 | 1140.5408
| 2975.9117 | 1140.5408
| 2975.6809 | 1140.5408
| 2975.4517 | 1140.5408
| 2975.2203 | 1140.5408
| 2974.9871 | 1140.5408
| 2974.6427 | 1140.5408
| 2974.4561 | 1140.5408
| 2974.132 | 1140.5408
| 2973.8802 | 1140.5408
| 2973.5668 | 1140.5408
| 2973.383 | 1140.5408
| 2973.2136 | 1140.5408
| 2972.9837 | 1140.5408
| 2972.6873 | 1140.5408
| 2972.4269 | 1140.5408
| 2972.0272 | 1140.5408
| 2971.7617 | 1140.5408
| 2971.5457 | 1140.5408
| 2971.2836 | 1140.5408
| 2971.0787 | 1140.5408
| 2970.7419 | 1140.5408
| 2970.4158 | 1140.5408
| 2970.081 | 1140.5408
| 2969.6853 | 1140.5408
| 2969.353 | 1140.5408
| 2969.0785 | 1140.5408
| 2968.8785 | 1140.5408
| 2968.7027 | 1140.5408
| 2968.4344 | 1140.5408
| 2968.1946 | 1140.5408
| 2967.8929 | 1140.5408
| 2967.6232 | 1140.5408
| 2967.3283 | 1140.5408
| 2967.1481 | 1140.5408
| 2966.9125 | 1140.5408
| 2966.7569 | 1140.5408
| 2966.6488 | 1140.5408
| 2966.403 | 1140.5408
| 2966.1566 | 1140.5408
| 2965.9354 | 1140.5408
| 2965.7687 | 1140.5408
| 2965.5427 | 1140.5408
| 2965.3003 | 1140.5408
| 2965.018 | 1140.5408
| 2964.8626 | 1140.5408
| 2964.6938 | 1140.5408
| 2964.483 | 1140.5408
| 2964.1266 | 1140.5408
| 2963.7945 | 1140.5408
| 2963.6496 | 1140.5408
| 2963.457 | 1140.5408
| 2963.1854 | 1140.5408
| 2962.9328 | 1140.5408
| 2962.6291 | 1140.5408
| 2962.4164 | 1140.5408
| 2962.3283 | 1140.5408
| 2961.9961 | 1140.5408
| 2961.838 | 1140.5408
| 2961.7219 | 1140.5408
| 2961.4756 | 1140.5408
| 2961.255 | 1140.5408
| 2960.994 | 1140.5408
| 2960.7857 | 1140.5408
| 2960.5376 | 1140.5408
| 2960.311 | 1140.5408
| 2960.099 | 1140.5408
| 2959.9351 | 1140.5408
| 2959.7075 | 1140.5408
| 2959.5073 | 1140.5408
| 2959.295 | 1140.5408
| 2959.0593 | 1140.5408
| 2958.7786 | 1140.5408
| 2958.5723 | 1140.5408
| 2958.3513 | 1140.5408
| 2958.203 | 1140.5408
| 2957.9557 | 1140.5408
| 2957.7474 | 1140.5408
| 2957.4264 | 1140.5408
| 2957.2242 | 1140.5408
| 2957.0081 | 1140.5408
| 2956.8632 | 1140.5408
| 2956.6983 | 1140.5408
| 2956.475 | 1140.5408
| 2956.2011 | 1140.5408
| 2956.0501 | 1140.5408
| 2955.8027 | 1140.5408
| 2955.7084 | 1140.5408
| 2955.4524 | 1140.5408
| 2955.2574 | 1140.5408
| 2955.1086 | 1140.5408
| 2954.8834 | 1140.5408
| 2954.5469 | 1140.5408
| 2954.2567 | 1140.5408
| 2953.9946 | 1140.5408
| 2953.6886 | 1140.5408
| 2953.5306 | 1140.5408
| 2953.3111 | 1140.5408
| 2953.0634 | 1140.5408
| 2952.8372 | 1140.5408
| 2952.5129 | 1140.5408
| 2952.329 | 1140.5408
| 2952.0686 | 1140.5408
| 2951.8927 | 1140.5408
| 2951.7309 | 1140.5408
| 2951.6005 | 1140.5408
| 2951.2994 | 1140.5408
| 2951.0222 | 1140.5408
| 2950.8554 | 1140.5408
| 2950.7034 | 1140.5408
| 2950.5168 | 1140.5408
| 2950.2946 | 1140.5408
| 2950.1729 | 1140.5408
| 2949.9597 | 1140.5408
| 2949.7532 | 1140.5408
| 2949.4734 | 1140.5408
| 2949.1982 | 1140.5408
| 2948.9816 | 1140.5408
| 2948.8239 | 1140.5408
| 2948.5803 | 1140.5408
| 2948.3172 | 1140.5408
| 2948.0626 | 1140.5408
| 2947.8751 | 1140.5408
| 2947.6499 | 1140.5408
| 2947.4871 | 1140.5408
| 2947.2748 | 1140.5408
| 2947.0901 | 1140.5408
| 2946.9047 | 1140.5408
| 2946.6687 | 1140.5408
| 2946.3442 | 1140.5408
| 2946.1433 | 1140.5408
| 2945.8595 | 1140.5408
| 2945.622 | 1140.5408
| 2945.3724 | 1140.5408
| 2945.1444 | 1140.5408
| 2944.8823 | 1140.5408
| 2944.7625 | 1140.5408
| 2944.6336 | 1140.5408
| 2944.3576 | 1140.5408
| 2944.2071 | 1140.5408
| 2944.034 | 1140.5408
| 2943.7493 | 1140.5408
| 2943.6577 | 1140.5408
| 2943.436 | 1140.5408
| 2943.262 | 1140.5408
| 2943.1366 | 1140.5408
| 2942.9604 | 1140.5408
| 2942.7213 | 1140.5408
| 2942.4516 | 1140.5408
| 2942.3247 | 1140.5408
| 2942.2407 | 1140.5408
| 2941.8877 | 1140.5408
| 2941.6265 | 1140.5408
| 2941.3886 | 1140.5408
| 2941.2346 | 1140.5408
| 2941.0131 | 1140.5408
| 2940.8169 | 1140.5408
| 2940.5966 | 1140.5408
| 2940.3876 | 1140.5408
| 2940.255 | 1140.5408
| 2940.1481 | 1140.5408
| 2939.9437 | 1140.5408
| 2939.7332 | 1140.5408
| 2939.3189 | 1140.5408
| 2939.0257 | 1140.5408
| 2938.8283 | 1140.5408
| 2938.5496 | 1140.5408
| 2938.3284 | 1140.5408
| 2938.1213 | 1140.5408
| 2937.9071 | 1140.5408
| 2937.7343 | 1140.5408
| 2937.618 | 1140.5408
| 2937.2755 | 1140.5408
| 2937.1507 | 1140.5408
| 2936.9674 | 1140.5408
| 2936.8393 | 1140.5408
| 2936.6077 | 1140.5408
| 2936.4139 | 1140.5408
| 2936.1288 | 1140.5408
| 2935.8102 | 1140.5408
| 2935.6088 | 1140.5408
| 2935.4738 | 1140.5408
| 2935.2101 | 1140.5408
| 2935.0609 | 1140.5408
| 2934.8042 | 1140.5408
| 2934.6579 | 1140.5408
| 2934.3768 | 1140.5408
| 2934.2206 | 1140.5408
| 2934.1195 | 1140.5408
| 2934.0111 | 1140.5408
| 2933.7817 | 1140.5408
| 2933.6303 | 1140.5408
| 2933.3741 | 1140.5408
| 2933.2243 | 1140.5408
| 2932.9895 | 1140.5408
| 2932.829 | 1140.5408
| 2932.5045 | 1140.5408
| 2932.3799 | 1140.5408
| 2932.1881 | 1140.5408
| 2932.0135 | 1140.5408
| 2931.7878 | 1140.5408
| 2931.4834 | 1140.5408
| 2931.2426 | 1140.5408
| 2930.8319 | 1140.5408
| 2930.6066 | 1140.5408
| 2930.4165 | 1140.5408
| 2930.189 | 1140.5408
| 2930.0272 | 1140.5408
| 2929.8464 | 1140.5408
| 2929.6754 | 1140.5408
| 2929.5681 | 1140.5408
| 2929.3247 | 1140.5408
| 2929.1593 | 1140.5408
| 2928.8592 | 1140.5408
| 2928.7267 | 1140.5408
| 2928.5103 | 1140.5408
| 2928.3457 | 1140.5408
| 2928.1568 | 1140.5408
| 2927.9077 | 1140.5408
| 2927.6517 | 1140.5408
| 2927.3643 | 1140.5408
| 2927.1379 | 1140.5408
| 2926.9297 | 1140.5408
| 2926.6778 | 1140.5408
| 2926.4939 | 1140.5408
| 2926.2248 | 1140.5408
| 2926.0106 | 1140.5408
| 2925.7818 | 1140.5408
| 2925.5246 | 1140.5408
| 2925.3165 | 1140.5408
| 2925.1776 | 1140.5408
| 2925.057 | 1140.5408
| 2924.9072 | 1140.5408
| 2924.5606 | 1140.5408
| 2924.3507 | 1140.5408
| 2924.1673 | 1140.5408
| 2924.0298 | 1140.5408
| 2923.7273 | 1140.5408
| 2923.5992 | 1140.5408
| 2923.3782 | 1140.5408
| 2923.1401 | 1140.5408
| 2922.9229 | 1140.5408
| 2922.766 | 1140.5408
| 2922.5532 | 1140.5408
| 2922.4201 | 1140.5408
| 2922.1883 | 1140.5408
| 2921.9562 | 1140.5408
| 2921.7378 | 1140.5408
| 2921.5231 | 1140.5408
| 2921.1959 | 1140.5408
| 2920.9884 | 1140.5408
| 2920.787 | 1140.5408
| 2920.6426 | 1140.5408
| 2920.4841 | 1140.5408
| 2920.3283 | 1140.5408
| 2920.0059 | 1140.5408
| 2919.852 | 1140.5408
| 2919.689 | 1140.5408
| 2919.4208 | 1140.5408
| 2919.3216 | 1140.5408
| 2919.049 | 1140.5408
| 2918.8772 | 1140.5408
| 2918.7115 | 1140.5408
| 2918.5155 | 1140.5408
| 2918.3336 | 1140.5408
| 2918.0471 | 1140.5408
| 2917.9045 | 1140.5408
| 2917.7316 | 1140.5408
| 2917.5339 | 1140.5408
| 2917.2926 | 1140.5408
| 2917.0812 | 1140.5408
| 2916.9013 | 1140.5408
| 2916.734 | 1140.5408
| 2916.5751 | 1140.5408
| 2916.2883 | 1140.5408
| 2916.1256 | 1140.5408
| 2915.9527 | 1140.5408
| 2915.6754 | 1140.5408
| 2915.4617 | 1140.5408
| 2915.212 | 1140.5408
| 2915.0056 | 1140.5408
| 2914.8389 | 1140.5408
| 2914.5702 | 1140.5408
| 2914.3716 | 1140.5408
| 2914.0822 | 1140.5408
| 2913.9837 | 1140.5408
| 2913.8224 | 1140.5408
| 2913.6892 | 1140.5408
| 2913.4403 | 1140.5408
| 2913.3201 | 1140.5408
| 2913.1425 | 1140.5408
| 2913.029 | 1140.5408
| 2912.7219 | 1140.5408
| 2912.4631 | 1140.5408
| 2912.2272 | 1140.5408
| 2912.0095 | 1140.5408
| 2911.6772 | 1140.5408
| 2911.42 | 1140.5408
| 2911.2562 | 1140.5408
| 2911.0748 | 1140.5408
| 2910.8759 | 1140.5408
| 2910.6621 | 1140.5408
| 2910.334 | 1140.5408
| 2910.169 | 1140.5408
| 2909.8261 | 1140.5408
| 2909.5925 | 1140.5408
| 2909.4009 | 1140.5408
| 2909.2283 | 1140.5408
| 2909.059 | 1140.5408
| 2908.8543 | 1140.5408
| 2908.6192 | 1140.5408
| 2908.4735 | 1140.5408
| 2908.1392 | 1140.5408
| 2907.9877 | 1140.5408
| 2907.7878 | 1140.5408
| 2907.5455 | 1140.5408
| 2907.2694 | 1140.5408
| 2907.1171 | 1140.5408
| 2906.9039 | 1140.5408
| 2906.7948 | 1140.5408
| 2906.5565 | 1140.5408
| 2906.4021 | 1140.5408
| 2906.2073 | 1140.5408
| 2905.9766 | 1140.5408
| 2905.8035 | 1140.5408
| 2905.5649 | 1140.5408
| 2905.4462 | 1140.5408
| 2905.2637 | 1140.5408
| 2905.0415 | 1140.5408
| 2904.8153 | 1140.5408
| 2904.5839 | 1140.5408
| 2904.2918 | 1140.5408
| 2904.188 | 1140.5408
| 2904.0631 | 1140.5408
| 2903.8853 | 1140.5408
| 2903.6684 | 1140.5408
| 2903.478 | 1140.5408
| 2903.2323 | 1140.5408
| 2903.0678 | 1140.5408
| 2902.9004 | 1140.5408
| 2902.7715 | 1140.5408
| 2902.6344 | 1140.5408
| 2902.4607 | 1140.5408
| 2902.3154 | 1140.5408
| 2902.0472 | 1140.5408
| 2901.8765 | 1140.5408
| 2901.7285 | 1140.5408
| 2901.4506 | 1140.5408
| 2901.2795 | 1140.5408
| 2901.088 | 1140.5408
| 2900.9031 | 1140.5408
| 2900.7253 | 1140.5408
| 2900.4954 | 1140.5408
| 2900.298 | 1140.5408
| 2900.0467 | 1140.5408
| 2899.8606 | 1140.5408
| 2899.6931 | 1140.5408
| 2899.535 | 1140.5408
| 2899.3591 | 1140.5408
| 2899.1455 | 1140.5408
| 2898.989 | 1140.5408
| 2898.776 | 1140.5408
| 2898.5182 | 1140.5408
| 2898.2272 | 1140.5408
| 2897.996 | 1140.5408
| 2897.7633 | 1140.5408
| 2897.4613 | 1140.5408
| 2897.2985 | 1140.5408
| 2897.1602 | 1140.5408
| 2896.9272 | 1140.5408
| 2896.6162 | 1140.5408
| 2896.4484 | 1140.5408
| 2896.3002 | 1140.5408
| 2896.0217 | 1140.5408
| 2895.8636 | 1140.5408
| 2895.6355 | 1140.5408
| 2895.4611 | 1140.5408
| 2895.2487 | 1140.5408
| 2895.0219 | 1140.5408
| 2894.8727 | 1140.5408
| 2894.7511 | 1140.5408
| 2894.5697 | 1140.5408
| 2894.2624 | 1140.5408
| 2894.0413 | 1140.5408
| 2893.8587 | 1140.5408
| 2893.7192 | 1140.5408
| 2893.5166 | 1140.5408
| 2893.3346 | 1140.5408
| 2893.1417 | 1140.5408
| 2893.023 | 1140.5408
| 2892.708 | 1140.5408
| 2892.5443 | 1140.5408
| 2892.388 | 1140.5408
| 2892.2556 | 1140.5408
| 2892.1441 | 1140.5408
| 2891.9276 | 1140.5408
| 2891.7177 | 1140.5408
| 2891.4309 | 1140.5408
| 2891.2186 | 1140.5408
| 2891.0713 | 1140.5408
| 2890.8682 | 1140.5408
| 2890.687 | 1140.5408
| 2890.5184 | 1140.5408
| 2890.366 | 1140.5408
| 2890.0536 | 1140.5408
| 2889.942 | 1140.5408
| 2889.7638 | 1140.5408
| 2889.6078 | 1140.5408
| 2889.4394 | 1140.5408
| 2889.1343 | 1140.5408
| 2888.9758 | 1140.5408
| 2888.8341 | 1140.5408
| 2888.5989 | 1140.5408
| 2888.4275 | 1140.5408
| 2888.2048 | 1140.5408
| 2888.0369 | 1140.5408
| 2887.8715 | 1140.5408
| 2887.711 | 1140.5408
| 2887.4121 | 1140.5408
| 2887.2467 | 1140.5408
| 2886.994 | 1140.5408
| 2886.811 | 1140.5408
| 2886.5121 | 1140.5408
| 2886.3147 | 1140.5408
| 2886.1149 | 1140.5408
| 2885.9224 | 1140.5408
| 2885.8154 | 1140.5408
| 2885.5494 | 1140.5408
| 2885.3694 | 1140.5408
| 2885.1723 | 1140.5408
| 2884.9294 | 1140.5408
| 2884.6811 | 1140.5408
| 2884.456 | 1140.5408
| 2884.2475 | 1140.5408
| 2884.0731 | 1140.5408
| 2883.8647 | 1140.5408
| 2883.7444 | 1140.5408
| 2883.5429 | 1140.5408
| 2883.3597 | 1140.5408
| 2883.2413 | 1140.5408
| 2883.0638 | 1140.5408
| 2882.9327 | 1140.5408
| 2882.6915 | 1140.5408
| 2882.5022 | 1140.5408
| 2882.3317 | 1140.5408
| 2882.1419 | 1140.5408
| 2881.9815 | 1140.5408
| 2881.8783 | 1140.5408
| 2881.6872 | 1140.5408
| 2881.5525 | 1140.5408
| 2881.4167 | 1140.5408
| 2881.3068 | 1140.5408
| 2881.1072 | 1140.5408
| 2880.9754 | 1140.5408
| 2880.8181 | 1140.5408
| 2880.5494 | 1140.5408
| 2880.3754 | 1140.5408
| 2880.1975 | 1140.5408
| 2880.0762 | 1140.5408
| 2879.9107 | 1140.5408
| 2879.7827 | 1140.5408
| 2879.6892 | 1140.5408
| 2879.4411 | 1140.5408
| 2879.3382 | 1140.5408
| 2879.2078 | 1140.5408
| 2878.969 | 1140.5408
| 2878.8246 | 1140.5408
| 2878.7394 | 1140.5408
| 2878.5624 | 1140.5408
| 2878.4554 | 1140.5408
| 2878.274 | 1140.5408
| 2878.1543 | 1140.5408
| 2877.9138 | 1140.5408
| 2877.6689 | 1140.5408
| 2877.5225 | 1140.5408
| 2877.3733 | 1140.5408
| 2877.0713 | 1140.5408
| 2876.8376 | 1140.5408
| 2876.6331 | 1140.5408
| 2876.5268 | 1140.5408
| 2876.3645 | 1140.5408
| 2876.1153 | 1140.5408
| 2875.9245 | 1140.5408
| 2875.8232 | 1140.5408
| 2875.6407 | 1140.5408
| 2875.5032 | 1140.5408
| 2875.2892 | 1140.5408
| 2875.0487 | 1140.5408
| 2874.9251 | 1140.5408
| 2874.6613 | 1140.5408
| 2874.5176 | 1140.5408
| 2874.3801 | 1140.5408
| 2874.2532 | 1140.5408
| 2874.0426 | 1140.5408
| 2873.8263 | 1140.5408
| 2873.6613 | 1140.5408
| 2873.5021 | 1140.5408
| 2873.3766 | 1140.5408
| 2873.1718 | 1140.5408
| 2872.9474 | 1140.5408
| 2872.707 | 1140.5408
| 2872.5914 | 1140.5408
| 2872.4153 | 1140.5408
| 2872.3088 | 1140.5408
| 2872.1084 | 1140.5408
| 2871.8797 | 1140.5408
| 2871.6935 | 1140.5408
| 2871.4453 | 1140.5408
| 2871.2805 | 1140.5408
| 2871.1469 | 1140.5408
| 2870.9342 | 1140.5408
| 2870.8001 | 1140.5408
| 2870.6516 | 1140.5408
| 2870.4645 | 1140.5408
| 2870.2205 | 1140.5408
| 2870.0653 | 1140.5408
| 2869.91 | 1140.5408
| 2869.8234 | 1140.5408
| 2869.6467 | 1140.5408
| 2869.4278 | 1140.5408
| 2869.143 | 1140.5408
| 2868.909 | 1140.5408
| 2868.7161 | 1140.5408
| 2868.5416 | 1140.5408
| 2868.2897 | 1140.5408
| 2868.0936 | 1140.5408
| 2867.8592 | 1140.5408
| 2867.5712 | 1140.5408
| 2867.456 | 1140.5408
| 2867.2661 | 1140.5408
| 2867.1307 | 1140.5408
| 2866.9785 | 1140.5408
| 2866.6583 | 1140.5408
| 2866.4825 | 1140.5408
| 2866.3952 | 1140.5408
| 2866.22 | 1140.5408
| 2866.0561 | 1140.5408
| 2865.8454 | 1140.5408
| 2865.666 | 1140.5408
| 2865.5304 | 1140.5408
| 2865.2931 | 1140.5408
| 2865.105 | 1140.5408
| 2864.957 | 1140.5408
| 2864.7902 | 1140.5408
| 2864.66 | 1140.5408
| 2864.4944 | 1140.5408
| 2864.3331 | 1140.5408
| 2864.1937 | 1140.5408
| 2864.0124 | 1140.5408
| 2863.8063 | 1140.5408
| 2863.5809 | 1140.5408
| 2863.4191 | 1140.5408
| 2863.2633 | 1140.5408
| 2863.1308 | 1140.5408
| 2862.8997 | 1140.5408
| 2862.722 | 1140.5408
| 2862.5627 | 1140.5408
| 2862.2633 | 1140.5408
| 2862.0742 | 1140.5408
| 2861.963 | 1140.5408
| 2861.8285 | 1140.5408
| 2861.622 | 1140.5408
| 2861.5384 | 1140.5408
| 2861.3923 | 1140.5408
| 2861.1772 | 1140.5408
| 2860.9574 | 1140.5408
| 2860.7271 | 1140.5408
| 2860.5161 | 1140.5408
| 2860.2476 | 1140.5408
| 2860.0415 | 1140.5408
| 2859.8673 | 1140.5408
| 2859.7402 | 1140.5408
| 2859.4828 | 1140.5408
| 2859.3419 | 1140.5408
| 2859.1181 | 1140.5408
| 2858.9248 | 1140.5408
| 2858.6395 | 1140.5408
| 2858.5467 | 1140.5408
| 2858.3452 | 1140.5408
| 2858.0929 | 1140.5408
| 2857.7935 | 1140.5408
| 2857.6129 | 1140.5408
| 2857.504 | 1140.5408
| 2857.4063 | 1140.5408
| 2857.0906 | 1140.5408
| 2856.9153 | 1140.5408
| 2856.6867 | 1140.5408
| 2856.5039 | 1140.5408
| 2856.2683 | 1140.5408
| 2856.0287 | 1140.5408
| 2855.8876 | 1140.5408
| 2855.6785 | 1140.5408
| 2855.4382 | 1140.5408
| 2855.2732 | 1140.5408
| 2855.1086 | 1140.5408
| 2854.96 | 1140.5408
| 2854.7866 | 1140.5408
| 2854.6708 | 1140.5408
| 2854.339 | 1140.5408
| 2854.0489 | 1140.5408
| 2853.8534 | 1140.5408
| 2853.6318 | 1140.5408
| 2853.3774 | 1140.5408
| 2853.1921 | 1140.5408
| 2852.9719 | 1140.5408
| 2852.7097 | 1140.5408
| 2852.5508 | 1140.5408
| 2852.4289 | 1140.5408
| 2852.3119 | 1140.5408
| 2852.088 | 1140.5408
| 2851.9722 | 1140.5408
| 2851.8213 | 1140.5408
| 2851.6739 | 1140.5408
| 2851.4796 | 1140.5408
| 2851.2335 | 1140.5408
| 2851.0078 | 1140.5408
| 2850.8682 | 1140.5408
| 2850.7404 | 1140.5408
| 2850.6329 | 1140.5408
| 2850.5301 | 1140.5408
| 2850.3363 | 1140.5408
| 2850.0417 | 1140.5408
| 2849.8667 | 1140.5408
| 2849.7446 | 1140.5408
| 2849.5392 | 1140.5408
| 2849.4184 | 1140.5408
| 2849.334 | 1140.5408
| 2849.1627 | 1140.5408
| 2849.0144 | 1140.5408
| 2848.7394 | 1140.5408
| 2848.5606 | 1140.5408
| 2848.3338 | 1140.5408
| 2848.0825 | 1140.5408
| 2847.9008 | 1140.5408
| 2847.7427 | 1140.5408
| 2847.5363 | 1140.5408
| 2847.3903 | 1140.5408
| 2847.1745 | 1140.5408
| 2846.984 | 1140.5408
| 2846.7957 | 1140.5408
| 2846.5758 | 1140.5408
| 2846.3049 | 1140.5408
| 2846.1706 | 1140.5408
| 2846.004 | 1140.5408
| 2845.8657 | 1140.5408
| 2845.7529 | 1140.5408
| 2845.583 | 1140.5408
| 2845.4602 | 1140.5408
| 2845.3246 | 1140.5408
| 2845.179 | 1140.5408
| 2845.1142 | 1140.5408
| 2844.9225 | 1140.5408
| 2844.7107 | 1140.5408
| 2844.6219 | 1140.5408
| 2844.5328 | 1140.5408
| 2844.2976 | 1140.5408
| 2844.1711 | 1140.5408
| 2844.0376 | 1140.5408
| 2843.7708 | 1140.5408
| 2843.6255 | 1140.5408
| 2843.4843 | 1140.5408
| 2843.3122 | 1140.5408
| 2843.1441 | 1140.5408
| 2842.8656 | 1140.5408
| 2842.6663 | 1140.5408
| 2842.4384 | 1140.5408
| 2842.3066 | 1140.5408
| 2842.1474 | 1140.5408
| 2841.9425 | 1140.5408
| 2841.8236 | 1140.5408
| 2841.664 | 1140.5408
| 2841.538 | 1140.5408
| 2841.3391 | 1140.5408
| 2841.1562 | 1140.5408
| 2840.9477 | 1140.5408
| 2840.7571 | 1140.5408
| 2840.5554 | 1140.5408
| 2840.3483 | 1140.5408
| 2840.1521 | 1140.5408
| 2839.9879 | 1140.5408
| 2839.7473 | 1140.5408
| 2839.497 | 1140.5408
| 2839.2715 | 1140.5408
| 2839.0856 | 1140.5408
| 2838.9558 | 1140.5408
| 2838.8282 | 1140.5408
| 2838.6 | 1140.5408
| 2838.4715 | 1140.5408
| 2838.2774 | 1140.5408
| 2838.1418 | 1140.5408
| 2838.0486 | 1140.5408
| 2837.8422 | 1140.5408
| 2837.7435 | 1140.5408
| 2837.5426 | 1140.5408
| 2837.4157 | 1140.5408
| 2837.251 | 1140.5408
| 2837.1106 | 1140.5408
| 2836.948 | 1140.5408
| 2836.7673 | 1140.5408
| 2836.6146 | 1140.5408
| 2836.4171 | 1140.5408
| 2836.2114 | 1140.5408
| 2836.0791 | 1140.5408
| 2835.871 | 1140.5408
| 2835.6504 | 1140.5408
| 2835.429 | 1140.5408
| 2835.1611 | 1140.5408
| 2835.0366 | 1140.5408
| 2834.8493 | 1140.5408
| 2834.648 | 1140.5408
| 2834.5328 | 1140.5408
| 2834.3914 | 1140.5408
| 2834.207 | 1140.5408
| 2834.0689 | 1140.5408
| 2833.8383 | 1140.5408
| 2833.6688 | 1140.5408
| 2833.4369 | 1140.5408
| 2833.3132 | 1140.5408
| 2833.2404 | 1140.5408
| 2832.9349 | 1140.5408
| 2832.768 | 1140.5408
| 2832.6538 | 1140.5408
| 2832.4724 | 1140.5408
| 2832.3542 | 1140.5408
| 2832.2479 | 1140.5408
| 2832.1151 | 1140.5408
| 2831.9647 | 1140.5408
| 2831.8178 | 1140.5408
| 2831.689 | 1140.5408
| 2831.5421 | 1140.5408
| 2831.4025 | 1140.5408
| 2831.2766 | 1140.5408
| 2831.152 | 1140.5408
| 2830.9097 | 1140.5408
| 2830.7569 | 1140.5408
| 2830.5457 | 1140.5408
| 2830.2256 | 1140.5408
| 2830.1118 | 1140.5408
| 2829.95 | 1140.5408
| 2829.723 | 1140.5408
| 2829.5065 | 1140.5408
| 2829.4004 | 1140.5408
| 2829.2634 | 1140.5408
| 2829.0278 | 1140.5408
| 2828.8544 | 1140.5408
| 2828.6784 | 1140.5408
| 2828.5317 | 1140.5408
| 2828.2476 | 1140.5408
| 2828.0821 | 1140.5408
| 2827.7949 | 1140.5408
| 2827.6863 | 1140.5408
| 2827.5204 | 1140.5408
| 2827.304 | 1140.5408
| 2827.089 | 1140.5408
| 2826.8941 | 1140.5408
| 2826.7397 | 1140.5408
| 2826.5767 | 1140.5408
| 2826.4159 | 1140.5408
| 2826.2645 | 1140.5408
| 2826.088 | 1140.5408
| 2825.7804 | 1140.5408
| 2825.5838 | 1140.5408
| 2825.3996 | 1140.5408
| 2825.1831 | 1140.5408
| 2825.0235 | 1140.5408
| 2824.7914 | 1140.5408
| 2824.6444 | 1140.5408
| 2824.4863 | 1140.5408
| 2824.3244 | 1140.5408
| 2824.1394 | 1140.5408
| 2823.9993 | 1140.5408
| 2823.8369 | 1140.5408
| 2823.6584 | 1140.5408
| 2823.5267 | 1140.5408
| 2823.3406 | 1140.5408
| 2823.1699 | 1140.5408
| 2823.0277 | 1140.5408
| 2822.8156 | 1140.5408
| 2822.6817 | 1140.5408
| 2822.4126 | 1140.5408
| 2822.2362 | 1140.5408
| 2822.012 | 1140.5408
| 2821.8646 | 1140.5408
| 2821.6291 | 1140.5408
| 2821.5037 | 1140.5408
| 2821.3783 | 1140.5408
| 2821.2129 | 1140.5408
| 2821.0587 | 1140.5408
| 2820.7373 | 1140.5408
| 2820.5108 | 1140.5408
| 2820.3539 | 1140.5408
| 2820.1098 | 1140.5408
| 2819.8968 | 1140.5408
| 2819.6418 | 1140.5408
| 2819.4057 | 1140.5408
| 2819.3041 | 1140.5408
| 2818.9982 | 1140.5408
| 2818.8713 | 1140.5408
| 2818.5847 | 1140.5408
| 2818.2532 | 1140.5408
| 2818.1266 | 1140.5408
| 2817.8753 | 1140.5408
| 2817.7085 | 1140.5408
| 2817.5294 | 1140.5408
| 2817.351 | 1140.5408
| 2817.2256 | 1140.5408
| 2817.0936 | 1140.5408
| 2816.8594 | 1140.5408
| 2816.7201 | 1140.5408
| 2816.4583 | 1140.5408
| 2816.2639 | 1140.5408
| 2816.0669 | 1140.5408
| 2815.8838 | 1140.5408
| 2815.7829 | 1140.5408
| 2815.5599 | 1140.5408
| 2815.3642 | 1140.5408
| 2815.2157 | 1140.5408
| 2815.0814 | 1140.5408
| 2814.9001 | 1140.5408
| 2814.6819 | 1140.5408
| 2814.5317 | 1140.5408
| 2814.4332 | 1140.5408
| 2814.3035 | 1140.5408
| 2814.1339 | 1140.5408
| 2813.9803 | 1140.5408
| 2813.7717 | 1140.5408
| 2813.5725 | 1140.5408
| 2813.3887 | 1140.5408
| 2813.2517 | 1140.5408
| 2813.1326 | 1140.5408
| 2812.9828 | 1140.5408
| 2812.8854 | 1140.5408
| 2812.7758 | 1140.5408
| 2812.6752 | 1140.5408
| 2812.472 | 1140.5408
| 2812.2454 | 1140.5408
| 2811.9972 | 1140.5408
| 2811.8542 | 1140.5408
| 2811.6471 | 1140.5408
| 2811.5242 | 1140.5408
| 2811.3321 | 1140.5408
| 2811.2297 | 1140.5408
| 2810.9975 | 1140.5408
| 2810.761 | 1140.5408
| 2810.6279 | 1140.5408
| 2810.4217 | 1140.5408
| 2810.2457 | 1140.5408
| 2810.1368 | 1140.5408
| 2809.9464 | 1140.5408
| 2809.8067 | 1140.5408
| 2809.6334 | 1140.5408
| 2809.4723 | 1140.5408
| 2809.3733 | 1140.5408
| 2809.2389 | 1140.5408
| 2809.1331 | 1140.5408
| 2808.9714 | 1140.5408
| 2808.8014 | 1140.5408
| 2808.5995 | 1140.5408
| 2808.3707 | 1140.5408
| 2808.2218 | 1140.5408
| 2808.0422 | 1140.5408
| 2807.8749 | 1140.5408
| 2807.6943 | 1140.5408
| 2807.5882 | 1140.5408
| 2807.4275 | 1140.5408
| 2807.2631 | 1140.5408
| 2807.1107 | 1140.5408
| 2806.9673 | 1140.5408
| 2806.795 | 1140.5408
| 2806.5926 | 1140.5408
| 2806.3916 | 1140.5408
| 2806.2375 | 1140.5408
| 2806.0735 | 1140.5408
| 2805.9268 | 1140.5408
| 2805.738 | 1140.5408
| 2805.5798 | 1140.5408
| 2805.515 | 1140.5408
| 2805.3587 | 1140.5408
| 2805.1343 | 1140.5408
| 2804.9237 | 1140.5408
| 2804.7452 | 1140.5408
| 2804.5837 | 1140.5408
| 2804.3649 | 1140.5408
| 2804.2941 | 1140.5408
| 2804.1112 | 1140.5408
| 2803.914 | 1140.5408
| 2803.7505 | 1140.5408
| 2803.516 | 1140.5408
| 2803.3742 | 1140.5408
| 2803.1613 | 1140.5408
| 2803.0206 | 1140.5408
| 2802.7656 | 1140.5408
| 2802.5567 | 1140.5408
| 2802.4017 | 1140.5408
| 2802.2555 | 1140.5408
| 2802.0327 | 1140.5408
| 2801.8521 | 1140.5408
| 2801.6731 | 1140.5408
| 2801.5181 | 1140.5408
| 2801.4256 | 1140.5408
| 2801.3029 | 1140.5408
| 2801.0717 | 1140.5408
| 2800.9057 | 1140.5408
| 2800.8319 | 1140.5408
| 2800.7088 | 1140.5408
| 2800.5841 | 1140.5408
| 2800.5093 | 1140.5408
| 2800.3399 | 1140.5408
| 2800.2111 | 1140.5408
| 2800.0967 | 1140.5408
| 2799.9095 | 1140.5408
| 2799.7446 | 1140.5408
| 2799.6098 | 1140.5408
| 2799.4122 | 1140.5408
| 2799.2525 | 1140.5408
| 2799.1356 | 1140.5408
| 2798.9215 | 1140.5408
| 2798.7114 | 1140.5408
| 2798.5383 | 1140.5408
| 2798.3455 | 1140.5408
| 2798.154 | 1140.5408
| 2798.0194 | 1140.5408
| 2797.8747 | 1140.5408
| 2797.7102 | 1140.5408
| 2797.5624 | 1140.5408
| 2797.458 | 1140.5408
| 2797.2116 | 1140.5408
| 2797.0674 | 1140.5408
| 2796.8586 | 1140.5408
| 2796.7409 | 1140.5408
| 2796.5159 | 1140.5408
| 2796.3767 | 1140.5408
| 2796.3163 | 1140.5408
| 2796.1049 | 1140.5408
| 2795.9112 | 1140.5408
| 2795.7524 | 1140.5408
| 2795.5634 | 1140.5408
| 2795.3198 | 1140.5408
| 2795.1584 | 1140.5408
| 2794.9397 | 1140.5408
| 2794.7496 | 1140.5408
| 2794.59 | 1140.5408
| 2794.3901 | 1140.5408
| 2794.287 | 1140.5408
| 2794.1149 | 1140.5408
| 2793.9027 | 1140.5408
| 2793.7939 | 1140.5408
| 2793.6681 | 1140.5408
| 2793.427 | 1140.5408
| 2793.2661 | 1140.5408
| 2793.1259 | 1140.5408
| 2792.9521 | 1140.5408
| 2792.7479 | 1140.5408
| 2792.5944 | 1140.5408
| 2792.4879 | 1140.5408
| 2792.2702 | 1140.5408
| 2792.1205 | 1140.5408
| 2791.9869 | 1140.5408
| 2791.7523 | 1140.5408
| 2791.5487 | 1140.5408
| 2791.3782 | 1140.5408
| 2791.052 | 1140.5408
| 2790.9059 | 1140.5408
| 2790.6834 | 1140.5408
| 2790.447 | 1140.5408
| 2790.3171 | 1140.5408
| 2790.1526 | 1140.5408
| 2790.0499 | 1140.5408
| 2789.9247 | 1140.5408
| 2789.7529 | 1140.5408
| 2789.5771 | 1140.5408
| 2789.3475 | 1140.5408
| 2789.1713 | 1140.5408
| 2789.0016 | 1140.5408
| 2788.9037 | 1140.5408
| 2788.7815 | 1140.5408
| 2788.692 | 1140.5408
| 2788.5211 | 1140.5408
| 2788.3567 | 1140.5408
| 2788.207 | 1140.5408
| 2787.9446 | 1140.5408
| 2787.7747 | 1140.5408
| 2787.5837 | 1140.5408
| 2787.4749 | 1140.5408
| 2787.3245 | 1140.5408
| 2787.2434 | 1140.5408
| 2787.0044 | 1140.5408
| 2786.8318 | 1140.5408
| 2786.6452 | 1140.5408
| 2786.5237 | 1140.5408
| 2786.3503 | 1140.5408
| 2786.189 | 1140.5408
| 2785.9875 | 1140.5408
| 2785.8799 | 1140.5408
| 2785.7608 | 1140.5408
| 2785.6458 | 1140.5408
| 2785.4913 | 1140.5408
| 2785.4219 | 1140.5408
| 2785.2583 | 1140.5408
| 2785.0302 | 1140.5408
| 2784.9294 | 1140.5408
| 2784.8114 | 1140.5408
| 2784.7117 | 1140.5408
| 2784.5912 | 1140.5408
| 2784.3827 | 1140.5408
| 2784.1535 | 1140.5408
| 2783.9461 | 1140.5408
| 2783.8367 | 1140.5408
| 2783.6811 | 1140.5408
| 2783.4762 | 1140.5408
| 2783.3131 | 1140.5408
| 2783.1887 | 1140.5408
| 2782.9272 | 1140.5408
| 2782.7125 | 1140.5408
| 2782.5057 | 1140.5408
| 2782.2878 | 1140.5408
| 2782.1466 | 1140.5408
| 2782.0017 | 1140.5408
| 2781.8678 | 1140.5408
| 2781.7096 | 1140.5408
| 2781.4884 | 1140.5408
| 2781.2916 | 1140.5408
| 2781.057 | 1140.5408
| 2780.8947 | 1140.5408
| 2780.6785 | 1140.5408
| 2780.4293 | 1140.5408
| 2780.2183 | 1140.5408
| 2780.0844 | 1140.5408
| 2779.9314 | 1140.5408
| 2779.8351 | 1140.5408
| 2779.6969 | 1140.5408
| 2779.6083 | 1140.5408
| 2779.4676 | 1140.5408
| 2779.3477 | 1140.5408
| 2779.2088 | 1140.5408
| 2779.0849 | 1140.5408
| 2778.9682 | 1140.5408
| 2778.8219 | 1140.5408
| 2778.6888 | 1140.5408
| 2778.5909 | 1140.5408
| 2778.4133 | 1140.5408
| 2778.294 | 1140.5408
| 2778.1504 | 1140.5408
| 2777.9944 | 1140.5408
| 2777.7665 | 1140.5408
| 2777.6078 | 1140.5408
| 2777.399 | 1140.5408
| 2777.2464 | 1140.5408
| 2777.1485 | 1140.5408
| 2776.9805 | 1140.5408
| 2776.8781 | 1140.5408
| 2776.697 | 1140.5408
| 2776.5103 | 1140.5408
| 2776.3484 | 1140.5408
| 2776.1443 | 1140.5408
| 2775.9761 | 1140.5408
| 2775.8055 | 1140.5408
| 2775.4852 | 1140.5408
| 2775.3079 | 1140.5408
| 2775.1528 | 1140.5408
| 2775.0155 | 1140.5408
| 2774.8999 | 1140.5408
| 2774.7732 | 1140.5408
| 2774.647 | 1140.5408
| 2774.4037 | 1140.5408
| 2774.2252 | 1140.5408
| 2774.0802 | 1140.5408
| 2773.9551 | 1140.5408
| 2773.8209 | 1140.5408
| 2773.5569 | 1140.5408
| 2773.3992 | 1140.5408
| 2773.2904 | 1140.5408
| 2773.2074 | 1140.5408
| 2773.0468 | 1140.5408
| 2772.9525 | 1140.5408
| 2772.7483 | 1140.5408
| 2772.6704 | 1140.5408
| 2772.528 | 1140.5408
| 2772.3466 | 1140.5408
| 2772.1942 | 1140.5408
| 2772.0975 | 1140.5408
| 2771.9041 | 1140.5408
| 2771.7161 | 1140.5408
| 2771.5933 | 1140.5408
| 2771.4096 | 1140.5408
| 2771.261 | 1140.5408
| 2771.0629 | 1140.5408
| 2770.8702 | 1140.5408
| 2770.7674 | 1140.5408
| 2770.6375 | 1140.5408
| 2770.5366 | 1140.5408
| 2770.3266 | 1140.5408
| 2770.1394 | 1140.5408
| 2770.0288 | 1140.5408
| 2769.8898 | 1140.5408
| 2769.6832 | 1140.5408
| 2769.4614 | 1140.5408
| 2769.3003 | 1140.5408
| 2769.2203 | 1140.5408
| 2769.0955 | 1140.5408
| 2768.95 | 1140.5408
| 2768.8033 | 1140.5408
| 2768.7029 | 1140.5408
| 2768.5914 | 1140.5408
| 2768.412 | 1140.5408
| 2768.2392 | 1140.5408
| 2767.9859 | 1140.5408
| 2767.7693 | 1140.5408
| 2767.6959 | 1140.5408
| 2767.5403 | 1140.5408
| 2767.4492 | 1140.5408
| 2767.3628 | 1140.5408
| 2767.1529 | 1140.5408
| 2767.0218 | 1140.5408
| 2766.8887 | 1140.5408
| 2766.7608 | 1140.5408
| 2766.6277 | 1140.5408
| 2766.4739 | 1140.5408
| 2766.3803 | 1140.5408
| 2766.2216 | 1140.5408
| 2766.0411 | 1140.5408
| 2765.9089 | 1140.5408
| 2765.6573 | 1140.5408
| 2765.4767 | 1140.5408
| 2765.3725 | 1140.5408
| 2765.2374 | 1140.5408
| 2765.0447 | 1140.5408
| 2764.9117 | 1140.5408
| 2764.7541 | 1140.5408
| 2764.6188 | 1140.5408
| 2764.4059 | 1140.5408
| 2764.174 | 1140.5408
| 2764.0529 | 1140.5408
| 2763.9416 | 1140.5408
| 2763.784 | 1140.5408
| 2763.619 | 1140.5408
| 2763.5672 | 1140.5408
| 2763.4042 | 1140.5408
| 2763.2971 | 1140.5408
| 2763.1792 | 1140.5408
| 2763.0943 | 1140.5408
| 2762.9594 | 1140.5408
| 2762.8032 | 1140.5408
| 2762.7003 | 1140.5408
| 2762.5368 | 1140.5408
| 2762.3328 | 1140.5408
| 2762.1442 | 1140.5408
| 2761.9894 | 1140.5408
| 2761.8549 | 1140.5408
| 2761.7315 | 1140.5408
| 2761.5792 | 1140.5408
| 2761.4465 | 1140.5408
| 2761.2587 | 1140.5408
| 2761.1078 | 1140.5408
| 2761.0263 | 1140.5408
| 2760.8859 | 1140.5408
| 2760.6675 | 1140.5408
| 2760.4694 | 1140.5408
| 2760.2925 | 1140.5408
| 2760.134 | 1140.5408
| 2760.0865 | 1140.5408
| 2759.97 | 1140.5408
| 2759.7963 | 1140.5408
| 2759.6832 | 1140.5408
| 2759.5439 | 1140.5408
| 2759.4079 | 1140.5408
| 2759.2816 | 1140.5408
| 2759.0797 | 1140.5408
| 2758.9542 | 1140.5408
| 2758.848 | 1140.5408
| 2758.7549 | 1140.5408
| 2758.5623 | 1140.5408
| 2758.4096 | 1140.5408
| 2758.3314 | 1140.5408
| 2758.2446 | 1140.5408
| 2758.1001 | 1140.5408
| 2758.0163 | 1140.5408
| 2757.9155 | 1140.5408
| 2757.7128 | 1140.5408
| 2757.528 | 1140.5408
| 2757.3865 | 1140.5408
| 2757.2622 | 1140.5408
| 2757.1048 | 1140.5408
| 2756.9691 | 1140.5408
| 2756.7649 | 1140.5408
| 2756.6229 | 1140.5408
| 2756.4661 | 1140.5408
| 2756.3121 | 1140.5408
| 2756.1515 | 1140.5408
| 2755.9937 | 1140.5408
| 2755.8274 | 1140.5408
| 2755.6597 | 1140.5408
| 2755.5307 | 1140.5408
| 2755.42 | 1140.5408
| 2755.2192 | 1140.5408
| 2755.1079 | 1140.5408
| 2754.9922 | 1140.5408
| 2754.8657 | 1140.5408
| 2754.6758 | 1140.5408
| 2754.5149 | 1140.5408
| 2754.3475 | 1140.5408
| 2754.14 | 1140.5408
| 2753.9638 | 1140.5408
| 2753.838 | 1140.5408
| 2753.6302 | 1140.5408
| 2753.5181 | 1140.5408
| 2753.3814 | 1140.5408
| 2753.1914 | 1140.5408
| 2752.9294 | 1140.5408
| 2752.7414 | 1140.5408
| 2752.6494 | 1140.5408
| 2752.4842 | 1140.5408
| 2752.2741 | 1140.5408
| 2752.1886 | 1140.5408
| 2752.0201 | 1140.5408
| 2751.8734 | 1140.5408
| 2751.7661 | 1140.5408
| 2751.58 | 1140.5408
| 2751.431 | 1140.5408
| 2751.3404 | 1140.5408
| 2751.2083 | 1140.5408
| 2751.017 | 1140.5408
| 2750.8635 | 1140.5408
| 2750.7143 | 1140.5408
| 2750.5154 | 1140.5408
| 2750.3546 | 1140.5408
| 2750.2526 | 1140.5408
| 2750.132 | 1140.5408
| 2749.9278 | 1140.5408
| 2749.6837 | 1140.5408
| 2749.5847 | 1140.5408
| 2749.4775 | 1140.5408
| 2749.2797 | 1140.5408
| 2749.1909 | 1140.5408
| 2749.0647 | 1140.5408
| 2748.9373 | 1140.5408
| 2748.8296 | 1140.5408
| 2748.6753 | 1140.5408
| 2748.5867 | 1140.5408
| 2748.4796 | 1140.5408
| 2748.3753 | 1140.5408
| 2748.2134 | 1140.5408
| 2748.0094 | 1140.5408
| 2747.7525 | 1140.5408
| 2747.5896 | 1140.5408
| 2747.4569 | 1140.5408
| 2747.3056 | 1140.5408
| 2747.1493 | 1140.5408
| 2746.9307 | 1140.5408
| 2746.8671 | 1140.5408
| 2746.6551 | 1140.5408
| 2746.3968 | 1140.5408
| 2746.2612 | 1140.5408
| 2746.1669 | 1140.5408
| 2746.0735 | 1140.5408
| 2745.8693 | 1140.5408
| 2745.7042 | 1140.5408
| 2745.5359 | 1140.5408
| 2745.3682 | 1140.5408
| 2745.2476 | 1140.5408
| 2745.0251 | 1140.5408
| 2744.7992 | 1140.5408
| 2744.6395 | 1140.5408
| 2744.5273 | 1140.5408
| 2744.414 | 1140.5408
| 2744.2326 | 1140.5408
| 2744.0618 | 1140.5408
| 2743.9613 | 1140.5408
| 2743.8628 | 1140.5408
| 2743.7688 | 1140.5408
| 2743.513 | 1140.5408
| 2743.3542 | 1140.5408
| 2743.2564 | 1140.5408
| 2743.1014 | 1140.5408
| 2742.9824 | 1140.5408
| 2742.8068 | 1140.5408
| 2742.6669 | 1140.5408
| 2742.5504 | 1140.5408
| 2742.4049 | 1140.5408
| 2742.2208 | 1140.5408
| 2742.1129 | 1140.5408
| 2741.9673 | 1140.5408
| 2741.8538 | 1140.5408
| 2741.6634 | 1140.5408
| 2741.5366 | 1140.5408
| 2741.365 | 1140.5408
| 2741.174 | 1140.5408
| 2740.9725 | 1140.5408
| 2740.8076 | 1140.5408
| 2740.6716 | 1140.5408
| 2740.4821 | 1140.5408
| 2740.3068 | 1140.5408
| 2740.1614 | 1140.5408
| 2740.0333 | 1140.5408
| 2739.7775 | 1140.5408
| 2739.6199 | 1140.5408
| 2739.4113 | 1140.5408
| 2739.213 | 1140.5408
| 2739.0062 | 1140.5408
| 2738.9002 | 1140.5408
| 2738.7749 | 1140.5408
| 2738.6159 | 1140.5408
| 2738.4616 | 1140.5408
| 2738.3709 | 1140.5408
| 2738.2503 | 1140.5408
| 2738.0608 | 1140.5408
| 2737.8873 | 1140.5408
| 2737.784 | 1140.5408
| 2737.621 | 1140.5408
| 2737.4324 | 1140.5408
| 2737.2613 | 1140.5408
| 2737.1303 | 1140.5408
| 2736.9974 | 1140.5408
| 2736.7743 | 1140.5408
| 2736.522 | 1140.5408
| 2736.3509 | 1140.5408
| 2736.0968 | 1140.5408
| 2735.9725 | 1140.5408
| 2735.7877 | 1140.5408
| 2735.6394 | 1140.5408
| 2735.5558 | 1140.5408
| 2735.4165 | 1140.5408
| 2735.3426 | 1140.5408
| 2735.1372 | 1140.5408
| 2734.9815 | 1140.5408
| 2734.7933 | 1140.5408
| 2734.6908 | 1140.5408
| 2734.5397 | 1140.5408
| 2734.3643 | 1140.5408
| 2734.1577 | 1140.5408
| 2734.07 | 1140.5408
| 2733.9302 | 1140.5408
| 2733.7711 | 1140.5408
| 2733.6498 | 1140.5408
| 2733.5297 | 1140.5408
| 2733.2976 | 1140.5408
| 2733.1264 | 1140.5408
| 2732.9893 | 1140.5408
| 2732.861 | 1140.5408
| 2732.7259 | 1140.5408
| 2732.5359 | 1140.5408
| 2732.3878 | 1140.5408
| 2732.2675 | 1140.5408
| 2732.1397 | 1140.5408
| 2731.9716 | 1140.5408
| 2731.7954 | 1140.5408
| 2731.7015 | 1140.5408
| 2731.4952 | 1140.5408
| 2731.3998 | 1140.5408
| 2731.2564 | 1140.5408
| 2731.1337 | 1140.5408
| 2730.992 | 1140.5408
| 2730.736 | 1140.5408
| 2730.5662 | 1140.5408
| 2730.381 | 1140.5408
| 2730.2444 | 1140.5408
| 2730.0873 | 1140.5408
| 2729.9689 | 1140.5408
| 2729.845 | 1140.5408
| 2729.7313 | 1140.5408
| 2729.5729 | 1140.5408
| 2729.5009 | 1140.5408
| 2729.291 | 1140.5408
| 2729.0861 | 1140.5408
| 2728.8994 | 1140.5408
| 2728.7487 | 1140.5408
| 2728.6088 | 1140.5408
| 2728.4874 | 1140.5408
| 2728.3752 | 1140.5408
| 2728.1855 | 1140.5408
| 2728.0353 | 1140.5408
| 2727.868 | 1140.5408
| 2727.6875 | 1140.5408
| 2727.5296 | 1140.5408
| 2727.3396 | 1140.5408
| 2727.109 | 1140.5408
| 2727.032 | 1140.5408
| 2726.8773 | 1140.5408
| 2726.7603 | 1140.5408
| 2726.5844 | 1140.5408
| 2726.4537 | 1140.5408
| 2726.2832 | 1140.5408
| 2726.1356 | 1140.5408
| 2725.9921 | 1140.5408
| 2725.8599 | 1140.5408
| 2725.7368 | 1140.5408
| 2725.5707 | 1140.5408
| 2725.4517 | 1140.5408
| 2725.309 | 1140.5408
| 2725.2362 | 1140.5408
| 2725.052 | 1140.5408
| 2724.9643 | 1140.5408
| 2724.8721 | 1140.5408
| 2724.7808 | 1140.5408
| 2724.6812 | 1140.5408
| 2724.5459 | 1140.5408
| 2724.329 | 1140.5408
| 2724.2077 | 1140.5408
| 2724.0341 | 1140.5408
| 2723.9175 | 1140.5408
| 2723.7951 | 1140.5408
| 2723.7049 | 1140.5408
| 2723.5295 | 1140.5408
| 2723.4315 | 1140.5408
| 2723.3033 | 1140.5408
| 2723.2242 | 1140.5408
| 2723.151 | 1140.5408
| 2723.0049 | 1140.5408
| 2722.8216 | 1140.5408
| 2722.719 | 1140.5408
| 2722.5866 | 1140.5408
| 2722.386 | 1140.5408
| 2722.2837 | 1140.5408
| 2722.1783 | 1140.5408
| 2722.0743 | 1140.5408
| 2721.9713 | 1140.5408
| 2721.8062 | 1140.5408
| 2721.6994 | 1140.5408
| 2721.5502 | 1140.5408
| 2721.4301 | 1140.5408
| 2721.3028 | 1140.5408
| 2721.1532 | 1140.5408
| 2720.9623 | 1140.5408
| 2720.7762 | 1140.5408
| 2720.6526 | 1140.5408
| 2720.5255 | 1140.5408
| 2720.3536 | 1140.5408
| 2720.2705 | 1140.5408
| 2720.1622 | 1140.5408
| 2720.0375 | 1140.5408
| 2719.8532 | 1140.5408
| 2719.7128 | 1140.5408
| 2719.5927 | 1140.5408
| 2719.4371 | 1140.5408
| 2719.3454 | 1140.5408
| 2719.0736 | 1140.5408
| 2718.9632 | 1140.5408
| 2718.8417 | 1140.5408
| 2718.6574 | 1140.5408
| 2718.5494 | 1140.5408
| 2718.3795 | 1140.5408
| 2718.209 | 1140.5408
| 2718.0992 | 1140.5408
| 2717.8888 | 1140.5408
| 2717.7742 | 1140.5408
| 2717.5998 | 1140.5408
| 2717.3824 | 1140.5408
| 2717.2118 | 1140.5408
| 2717.0363 | 1140.5408
| 2716.9647 | 1140.5408
| 2716.8305 | 1140.5408
| 2716.6193 | 1140.5408
| 2716.5018 | 1140.5408
| 2716.3681 | 1140.5408
| 2716.2377 | 1140.5408
| 2716.0103 | 1140.5408
| 2715.8792 | 1140.5408
| 2715.8028 | 1140.5408
| 2715.6936 | 1140.5408
| 2715.5501 | 1140.5408
| 2715.4219 | 1140.5408
| 2715.2851 | 1140.5408
| 2715.1037 | 1140.5408
| 2714.9932 | 1140.5408
| 2714.801 | 1140.5408
| 2714.655 | 1140.5408
| 2714.4755 | 1140.5408
| 2714.3457 | 1140.5408
| 2714.2414 | 1140.5408
| 2714.0942 | 1140.5408
| 2713.9818 | 1140.5408
| 2713.8522 | 1140.5408
| 2713.766 | 1140.5408
| 2713.6713 | 1140.5408
| 2713.5471 | 1140.5408
| 2713.417 | 1140.5408
| 2713.211 | 1140.5408
| 2713.0752 | 1140.5408
| 2712.9263 | 1140.5408
| 2712.798 | 1140.5408
| 2712.6886 | 1140.5408
| 2712.5371 | 1140.5408
| 2712.3929 | 1140.5408
| 2712.2713 | 1140.5408
| 2712.1402 | 1140.5408
| 2712.0503 | 1140.5408
| 2711.9789 | 1140.5408
| 2711.8465 | 1140.5408
| 2711.6798 | 1140.5408
| 2711.521 | 1140.5408
| 2711.3184 | 1140.5408
| 2711.2047 | 1140.5408
| 2711.0759 | 1140.5408
| 2710.9493 | 1140.5408
| 2710.8309 | 1140.5408
| 2710.753 | 1140.5408
| 2710.6538 | 1140.5408
| 2710.4664 | 1140.5408
| 2710.3476 | 1140.5408
| 2710.2218 | 1140.5408
| 2710.0514 | 1140.5408
| 2709.8115 | 1140.5408
| 2709.6466 | 1140.5408
| 2709.544 | 1140.5408
| 2709.3992 | 1140.5408
| 2709.2809 | 1140.5408
| 2709.1612 | 1140.5408
| 2709.0519 | 1140.5408
| 2708.9154 | 1140.5408
| 2708.81 | 1140.5408
| 2708.7001 | 1140.5408
| 2708.612 | 1140.5408
| 2708.4553 | 1140.5408
| 2708.2701 | 1140.5408
| 2708.1493 | 1140.5408
| 2708.06 | 1140.5408
| 2707.9532 | 1140.5408
| 2707.7801 | 1140.5408
| 2707.6655 | 1140.5408
| 2707.5474 | 1140.5408
| 2707.4384 | 1140.5408
| 2707.2726 | 1140.5408
| 2707.1642 | 1140.5408
| 2707.0311 | 1140.5408
| 2706.8996 | 1140.5408
| 2706.7306 | 1140.5408
| 2706.6223 | 1140.5408
| 2706.505 | 1140.5408
| 2706.2473 | 1140.5408
| 2706.1339 | 1140.5408
| 2705.94 | 1140.5408
| 2705.7332 | 1140.5408
| 2705.6427 | 1140.5408
| 2705.5128 | 1140.5408
| 2705.3908 | 1140.5408
| 2705.2549 | 1140.5408
| 2705.0326 | 1140.5408
| 2704.9229 | 1140.5408
| 2704.7786 | 1140.5408
| 2704.6313 | 1140.5408
| 2704.5095 | 1140.5408
| 2704.3189 | 1140.5408
| 2704.1633 | 1140.5408
| 2704.0598 | 1140.5408
| 2703.9167 | 1140.5408
| 2703.7327 | 1140.5408
| 2703.563 | 1140.5408
| 2703.3904 | 1140.5408
| 2703.2887 | 1140.5408
| 2703.1326 | 1140.5408
| 2702.9985 | 1140.5408
| 2702.8903 | 1140.5408
| 2702.7654 | 1140.5408
| 2702.6086 | 1140.5408
| 2702.4963 | 1140.5408
| 2702.3572 | 1140.5408
| 2702.1601 | 1140.5408
| 2702.0281 | 1140.5408
| 2701.9183 | 1140.5408
| 2701.6989 | 1140.5408
| 2701.575 | 1140.5408
| 2701.4382 | 1140.5408
| 2701.3305 | 1140.5408
| 2701.1574 | 1140.5408
| 2700.9764 | 1140.5408
| 2700.8148 | 1140.5408
| 2700.6191 | 1140.5408
| 2700.4941 | 1140.5408
| 2700.3269 | 1140.5408
| 2700.1466 | 1140.5408
| 2699.9928 | 1140.5408
| 2699.8532 | 1140.5408
| 2699.7134 | 1140.5408
| 2699.6079 | 1140.5408
| 2699.4539 | 1140.5408
| 2699.313 | 1140.5408
| 2699.2103 | 1140.5408
| 2699.072 | 1140.5408
| 2698.8679 | 1140.5408
| 2698.7708 | 1140.5408
| 2698.5999 | 1140.5408
| 2698.5064 | 1140.5408
| 2698.3261 | 1140.5408
| 2698.2046 | 1140.5408
| 2698.1196 | 1140.5408
| 2697.9573 | 1140.5408
| 2697.8494 | 1140.5408
| 2697.683 | 1140.5408
| 2697.6032 | 1140.5408
| 2697.4647 | 1140.5408
| 2697.3124 | 1140.5408
| 2697.2012 | 1140.5408
| 2697.0093 | 1140.5408
| 2696.7293 | 1140.5408
| 2696.6017 | 1140.5408
| 2696.3393 | 1140.5408
| 2696.213 | 1140.5408
| 2696.0899 | 1140.5408
| 2695.9531 | 1140.5408
| 2695.7828 | 1140.5408
| 2695.6034 | 1140.5408
| 2695.4717 | 1140.5408
| 2695.3281 | 1140.5408
| 2695.1887 | 1140.5408
| 2695.0736 | 1140.5408
| 2694.9886 | 1140.5408
| 2694.8989 | 1140.5408
| 2694.77 | 1140.5408
| 2694.6204 | 1140.5408
| 2694.4977 | 1140.5408
| 2694.3247 | 1140.5408
| 2694.1643 | 1140.5408
| 2693.9692 | 1140.5408
| 2693.8708 | 1140.5408
| 2693.6669 | 1140.5408
| 2693.4689 | 1140.5408
| 2693.2792 | 1140.5408
| 2693.1589 | 1140.5408
| 2693.0158 | 1140.5408
| 2692.8929 | 1140.5408
| 2692.7723 | 1140.5408
| 2692.64 | 1140.5408
| 2692.4828 | 1140.5408
| 2692.3677 | 1140.5408
| 2692.1797 | 1140.5408
| 2692.044 | 1140.5408
| 2691.9288 | 1140.5408
| 2691.8241 | 1140.5408
| 2691.671 | 1140.5408
| 2691.5531 | 1140.5408
| 2691.4462 | 1140.5408
| 2691.2303 | 1140.5408
| 2691.0822 | 1140.5408
| 2690.9419 | 1140.5408
| 2690.818 | 1140.5408
| 2690.7152 | 1140.5408
| 2690.6034 | 1140.5408
| 2690.5087 | 1140.5408
| 2690.4155 | 1140.5408
| 2690.3319 | 1140.5408
| 2690.1959 | 1140.5408
| 2690.0795 | 1140.5408
| 2689.9646 | 1140.5408
| 2689.8403 | 1140.5408
| 2689.6914 | 1140.5408
| 2689.5377 | 1140.5408
| 2689.3334 | 1140.5408
| 2689.2004 | 1140.5408
| 2689.0971 | 1140.5408
| 2688.9732 | 1140.5408
| 2688.8564 | 1140.5408
| 2688.7105 | 1140.5408
| 2688.5283 | 1140.5408
| 2688.3731 | 1140.5408
| 2688.2565 | 1140.5408
| 2688.1213 | 1140.5408
| 2688.003 | 1140.5408
| 2687.85 | 1140.5408
| 2687.7417 | 1140.5408
| 2687.5863 | 1140.5408
| 2687.436 | 1140.5408
| 2687.263 | 1140.5408
| 2687.1057 | 1140.5408
| 2687.0141 | 1140.5408
| 2686.8965 | 1140.5408
| 2686.8043 | 1140.5408
| 2686.7077 | 1140.5408
| 2686.5686 | 1140.5408
| 2686.3892 | 1140.5408
| 2686.263 | 1140.5408
| 2686.1827 | 1140.5408
| 2686.0783 | 1140.5408
| 2685.921 | 1140.5408
| 2685.8014 | 1140.5408
| 2685.6937 | 1140.5408
| 2685.5766 | 1140.5408
| 2685.4038 | 1140.5408
| 2685.2873 | 1140.5408
| 2685.1697 | 1140.5408
| 2685.0188 | 1140.5408
| 2684.8911 | 1140.5408
| 2684.7535 | 1140.5408
| 2684.6431 | 1140.5408
| 2684.5263 | 1140.5408
| 2684.3341 | 1140.5408
| 2684.1775 | 1140.5408
| 2683.9964 | 1140.5408
| 2683.8442 | 1140.5408
| 2683.5489 | 1140.5408
| 2683.4311 | 1140.5408
| 2683.2951 | 1140.5408
| 2683.2104 | 1140.5408
| 2683.083 | 1140.5408
| 2682.8563 | 1140.5408
| 2682.77 | 1140.5408
| 2682.6336 | 1140.5408
| 2682.5196 | 1140.5408
| 2682.4297 | 1140.5408
| 2682.2923 | 1140.5408
| 2682.1518 | 1140.5408
| 2682.033 | 1140.5408
| 2681.9247 | 1140.5408
| 2681.7148 | 1140.5408
| 2681.5838 | 1140.5408
| 2681.4171 | 1140.5408
| 2681.3149 | 1140.5408
| 2681.1619 | 1140.5408
| 2681.0068 | 1140.5408
| 2680.9241 | 1140.5408
| 2680.7293 | 1140.5408
| 2680.553 | 1140.5408
| 2680.4331 | 1140.5408
| 2680.3072 | 1140.5408
| 2680.1991 | 1140.5408
| 2680.021 | 1140.5408
| 2679.8728 | 1140.5408
| 2679.7208 | 1140.5408
| 2679.5616 | 1140.5408
| 2679.3851 | 1140.5408
| 2679.2424 | 1140.5408
| 2679.1073 | 1140.5408
| 2678.9713 | 1140.5408
| 2678.8701 | 1140.5408
| 2678.6753 | 1140.5408
| 2678.5523 | 1140.5408
| 2678.3197 | 1140.5408
| 2678.1572 | 1140.5408
| 2678.0708 | 1140.5408
| 2677.8936 | 1140.5408
| 2677.8096 | 1140.5408
| 2677.6992 | 1140.5408
| 2677.6039 | 1140.5408
| 2677.4503 | 1140.5408
| 2677.3349 | 1140.5408
| 2677.1706 | 1140.5408
| 2676.9489 | 1140.5408
| 2676.7733 | 1140.5408
| 2676.6319 | 1140.5408
| 2676.5023 | 1140.5408
| 2676.3987 | 1140.5408
| 2676.293 | 1140.5408
| 2676.1009 | 1140.5408
| 2675.9407 | 1140.5408
| 2675.785 | 1140.5408
| 2675.6384 | 1140.5408
| 2675.4967 | 1140.5408
| 2675.3997 | 1140.5408
| 2675.2476 | 1140.5408
| 2675.1091 | 1140.5408
| 2674.9691 | 1140.5408
| 2674.8559 | 1140.5408
| 2674.6521 | 1140.5408
| 2674.5892 | 1140.5408
| 2674.5066 | 1140.5408
| 2674.4196 | 1140.5408
| 2674.3118 | 1140.5408
| 2674.1302 | 1140.5408
| 2674.0409 | 1140.5408
| 2673.8356 | 1140.5408
| 2673.6862 | 1140.5408
| 2673.5021 | 1140.5408
| 2673.3871 | 1140.5408
| 2673.271 | 1140.5408
| 2673.1555 | 1140.5408
| 2672.9894 | 1140.5408
| 2672.8272 | 1140.5408
| 2672.6885 | 1140.5408
| 2672.6156 | 1140.5408
| 2672.5266 | 1140.5408
| 2672.4125 | 1140.5408
| 2672.2219 | 1140.5408
| 2672.0904 | 1140.5408
| 2671.9662 | 1140.5408
| 2671.8092 | 1140.5408
| 2671.6643 | 1140.5408
| 2671.5511 | 1140.5408
| 2671.3902 | 1140.5408
| 2671.2375 | 1140.5408
| 2671.125 | 1140.5408
| 2670.9717 | 1140.5408
| 2670.7618 | 1140.5408
| 2670.6098 | 1140.5408
| 2670.4906 | 1140.5408
| 2670.3259 | 1140.5408
| 2670.2131 | 1140.5408
| 2670.1246 | 1140.5408
| 2669.9196 | 1140.5408
| 2669.7892 | 1140.5408
| 2669.681 | 1140.5408
| 2669.5659 | 1140.5408
| 2669.4156 | 1140.5408
| 2669.2586 | 1140.5408
| 2669.1651 | 1140.5408
| 2669.0527 | 1140.5408
| 2668.9044 | 1140.5408
| 2668.7859 | 1140.5408
| 2668.6986 | 1140.5408
| 2668.5634 | 1140.5408
| 2668.4318 | 1140.5408
| 2668.2948 | 1140.5408
| 2668.1306 | 1140.5408
| 2668.0412 | 1140.5408
| 2667.9291 | 1140.5408
| 2667.6984 | 1140.5408
| 2667.5466 | 1140.5408
| 2667.3861 | 1140.5408
| 2667.217 | 1140.5408
| 2667.1051 | 1140.5408
| 2666.9677 | 1140.5408
| 2666.8219 | 1140.5408
| 2666.6694 | 1140.5408
| 2666.5507 | 1140.5408
| 2666.3731 | 1140.5408
| 2666.2892 | 1140.5408
| 2666.1345 | 1140.5408
| 2665.999 | 1140.5408
| 2665.8279 | 1140.5408
| 2665.6757 | 1140.5408
| 2665.5517 | 1140.5408
| 2665.4272 | 1140.5408
| 2665.3016 | 1140.5408
| 2665.2055 | 1140.5408
| 2665.0418 | 1140.5408
| 2664.947 | 1140.5408
| 2664.8208 | 1140.5408
| 2664.7478 | 1140.5408
| 2664.6809 | 1140.5408
| 2664.5337 | 1140.5408
| 2664.3015 | 1140.5408
| 2664.1493 | 1140.5408
| 2663.9362 | 1140.5408
| 2663.7996 | 1140.5408
| 2663.6201 | 1140.5408
| 2663.5064 | 1140.5408
| 2663.3917 | 1140.5408
| 2663.253 | 1140.5408
| 2663.0901 | 1140.5408
| 2662.9614 | 1140.5408
| 2662.8397 | 1140.5408
| 2662.6761 | 1140.5408
| 2662.5428 | 1140.5408
| 2662.4233 | 1140.5408
| 2662.2333 | 1140.5408
| 2662.1219 | 1140.5408
| 2661.9762 | 1140.5408
| 2661.8668 | 1140.5408
| 2661.7611 | 1140.5408
| 2661.5836 | 1140.5408
| 2661.4957 | 1140.5408
| 2661.3152 | 1140.5408
| 2661.2247 | 1140.5408
| 2661.1129 | 1140.5408
| 2660.9697 | 1140.5408
| 2660.844 | 1140.5408
| 2660.6713 | 1140.5408
| 2660.5567 | 1140.5408
| 2660.404 | 1140.5408
| 2660.3071 | 1140.5408
| 2660.168 | 1140.5408
| 2660.0407 | 1140.5408
| 2659.8607 | 1140.5408
| 2659.7094 | 1140.5408
| 2659.5995 | 1140.5408
| 2659.4717 | 1140.5408
| 2659.4052 | 1140.5408
| 2659.221 | 1140.5408
| 2659.0351 | 1140.5408
| 2658.8289 | 1140.5408
| 2658.697 | 1140.5408
| 2658.5713 | 1140.5408
| 2658.4425 | 1140.5408
| 2658.2181 | 1140.5408
| 2658.0266 | 1140.5408
| 2657.9712 | 1140.5408
| 2657.8623 | 1140.5408
| 2657.7561 | 1140.5408
| 2657.6435 | 1140.5408
| 2657.5446 | 1140.5408
| 2657.4053 | 1140.5408
| 2657.2027 | 1140.5408
| 2657.0782 | 1140.5408
| 2656.9426 | 1140.5408
| 2656.689 | 1140.5408
| 2656.5748 | 1140.5408
| 2656.431 | 1140.5408
| 2656.3282 | 1140.5408
| 2656.16 | 1140.5408
| 2656.0642 | 1140.5408
| 2655.9098 | 1140.5408
| 2655.84 | 1140.5408
| 2655.7398 | 1140.5408
| 2655.6257 | 1140.5408
| 2655.5055 | 1140.5408
| 2655.4451 | 1140.5408
| 2655.2999 | 1140.5408
| 2655.1206 | 1140.5408
| 2654.978 | 1140.5408
| 2654.8551 | 1140.5408
| 2654.7492 | 1140.5408
| 2654.6015 | 1140.5408
| 2654.4639 | 1140.5408
| 2654.3274 | 1140.5408
| 2654.1868 | 1140.5408
| 2654.073 | 1140.5408
| 2653.9311 | 1140.5408
| 2653.7331 | 1140.5408
| 2653.6043 | 1140.5408
| 2653.5089 | 1140.5408
| 2653.404 | 1140.5408
| 2653.2863 | 1140.5408
| 2653.2123 | 1140.5408
| 2652.9837 | 1140.5408
| 2652.8487 | 1140.5408
| 2652.6475 | 1140.5408
| 2652.4582 | 1140.5408
| 2652.39 | 1140.5408
| 2652.1776 | 1140.5408
| 2652.0917 | 1140.5408
| 2651.9685 | 1140.5408
| 2651.7604 | 1140.5408
| 2651.6586 | 1140.5408
| 2651.4773 | 1140.5408
| 2651.3197 | 1140.5408
| 2651.1871 | 1140.5408
| 2651.0613 | 1140.5408
| 2650.8806 | 1140.5408
| 2650.7316 | 1140.5408
| 2650.6638 | 1140.5408
| 2650.5476 | 1140.5408
| 2650.3762 | 1140.5408
| 2650.2507 | 1140.5408
| 2650.0579 | 1140.5408
| 2649.9198 | 1140.5408
| 2649.849 | 1140.5408
| 2649.751 | 1140.5408
| 2649.6128 | 1140.5408
| 2649.4819 | 1140.5408
| 2649.2873 | 1140.5408
| 2649.1472 | 1140.5408
| 2649.013 | 1140.5408
| 2648.8823 | 1140.5408
| 2648.7729 | 1140.5408
| 2648.6537 | 1140.5408
| 2648.5451 | 1140.5408
| 2648.4298 | 1140.5408
| 2648.2082 | 1140.5408
| 2648.0988 | 1140.5408
| 2647.969 | 1140.5408
| 2647.8555 | 1140.5408
| 2647.7715 | 1140.5408
| 2647.6803 | 1140.5408
| 2647.5614 | 1140.5408
| 2647.4236 | 1140.5408
| 2647.3076 | 1140.5408
| 2647.2041 | 1140.5408
| 2647.0133 | 1140.5408
| 2646.8991 | 1140.5408
| 2646.8002 | 1140.5408
| 2646.6381 | 1140.5408
| 2646.5245 | 1140.5408
| 2646.3971 | 1140.5408
| 2646.2208 | 1140.5408
| 2646.0983 | 1140.5408
| 2646.0049 | 1140.5408
| 2645.8695 | 1140.5408
| 2645.7489 | 1140.5408
| 2645.6447 | 1140.5408
| 2645.4839 | 1140.5408
| 2645.3097 | 1140.5408
| 2645.2123 | 1140.5408
| 2645.0747 | 1140.5408
| 2644.9725 | 1140.5408
| 2644.7774 | 1140.5408
| 2644.6408 | 1140.5408
| 2644.5064 | 1140.5408
| 2644.3881 | 1140.5408
| 2644.2644 | 1140.5408
| 2644.131 | 1140.5408
| 2643.9723 | 1140.5408
| 2643.8726 | 1140.5408
| 2643.7364 | 1140.5408
| 2643.601 | 1140.5408
| 2643.512 | 1140.5408
| 2643.3751 | 1140.5408
| 2643.2919 | 1140.5408
| 2643.1997 | 1140.5408
| 2643.0995 | 1140.5408
| 2642.9421 | 1140.5408
| 2642.8221 | 1140.5408
| 2642.6495 | 1140.5408
| 2642.5712 | 1140.5408
| 2642.4974 | 1140.5408
| 2642.3489 | 1140.5408
| 2642.2573 | 1140.5408
| 2642.1632 | 1140.5408
| 2642.0112 | 1140.5408
| 2641.8738 | 1140.5408
| 2641.8113 | 1140.5408
| 2641.6969 | 1140.5408
| 2641.5814 | 1140.5408
| 2641.4064 | 1140.5408
| 2641.3083 | 1140.5408
| 2641.2087 | 1140.5408
| 2641.0827 | 1140.5408
| 2640.9312 | 1140.5408
| 2640.804 | 1140.5408
| 2640.6237 | 1140.5408
| 2640.4648 | 1140.5408
| 2640.3436 | 1140.5408
| 2640.1879 | 1140.5408
| 2640.0988 | 1140.5408
| 2639.9446 | 1140.5408
| 2639.7154 | 1140.5408
| 2639.5843 | 1140.5408
| 2639.4424 | 1140.5408
| 2639.3533 | 1140.5408
| 2639.2089 | 1140.5408
| 2639.0511 | 1140.5408
| 2638.9401 | 1140.5408
| 2638.8612 | 1140.5408
| 2638.6992 | 1140.5408
| 2638.5894 | 1140.5408
| 2638.4838 | 1140.5408
| 2638.3561 | 1140.5408
| 2638.2449 | 1140.5408
| 2638.1063 | 1140.5408
| 2638.0151 | 1140.5408
| 2637.8671 | 1140.5408
| 2637.6927 | 1140.5408
| 2637.5415 | 1140.5408
| 2637.3714 | 1140.5408
| 2637.1965 | 1140.5408
| 2637.128 | 1140.5408
| 2637.0576 | 1140.5408
| 2636.995 | 1140.5408
| 2636.8281 | 1140.5408
| 2636.7081 | 1140.5408
| 2636.6201 | 1140.5408
| 2636.5245 | 1140.5408
| 2636.3661 | 1140.5408
| 2636.1548 | 1140.5408
| 2636.0702 | 1140.5408
| 2635.9327 | 1140.5408
| 2635.8174 | 1140.5408
| 2635.705 | 1140.5408
| 2635.4948 | 1140.5408
| 2635.4174 | 1140.5408
| 2635.3199 | 1140.5408
| 2635.2321 | 1140.5408
| 2635.0882 | 1140.5408
| 2635.0099 | 1140.5408
| 2634.8981 | 1140.5408
| 2634.7769 | 1140.5408
| 2634.6339 | 1140.5408
| 2634.5006 | 1140.5408
| 2634.389 | 1140.5408
| 2634.2055 | 1140.5408
| 2634.0565 | 1140.5408
| 2633.964 | 1140.5408
| 2633.762 | 1140.5408
| 2633.602 | 1140.5408
| 2633.4975 | 1140.5408
| 2633.4064 | 1140.5408
| 2633.3005 | 1140.5408
| 2633.1761 | 1140.5408
| 2633.0721 | 1140.5408
| 2632.9355 | 1140.5408
| 2632.8043 | 1140.5408
| 2632.5891 | 1140.5408
| 2632.4254 | 1140.5408
| 2632.2912 | 1140.5408
| 2632.1301 | 1140.5408
| 2632.045 | 1140.5408
| 2631.9612 | 1140.5408
| 2631.8371 | 1140.5408
| 2631.6885 | 1140.5408
| 2631.5516 | 1140.5408
| 2631.4213 | 1140.5408
| 2631.3669 | 1140.5408
| 2631.2516 | 1140.5408
| 2631.15 | 1140.5408
| 2631.0053 | 1140.5408
| 2630.8792 | 1140.5408
| 2630.664 | 1140.5408
| 2630.5122 | 1140.5408
| 2630.3447 | 1140.5408
| 2630.2352 | 1140.5408
| 2630.0745 | 1140.5408
| 2629.9441 | 1140.5408
| 2629.7843 | 1140.5408
| 2629.5724 | 1140.5408
| 2629.4633 | 1140.5408
| 2629.334 | 1140.5408
| 2629.2104 | 1140.5408
| 2629.0959 | 1140.5408
| 2628.8872 | 1140.5408
| 2628.6614 | 1140.5408
| 2628.5093 | 1140.5408
| 2628.3888 | 1140.5408
| 2628.2895 | 1140.5408
| 2628.154 | 1140.5408
| 2627.962 | 1140.5408
| 2627.8022 | 1140.5408
| 2627.6977 | 1140.5408
| 2627.6043 | 1140.5408
| 2627.4879 | 1140.5408
| 2627.2874 | 1140.5408
| 2627.1399 | 1140.5408
| 2626.9834 | 1140.5408
| 2626.8867 | 1140.5408
| 2626.7761 | 1140.5408
| 2626.6419 | 1140.5408
| 2626.5302 | 1140.5408
| 2626.3955 | 1140.5408
| 2626.3259 | 1140.5408
| 2626.2414 | 1140.5408
| 2626.1146 | 1140.5408
| 2625.983 | 1140.5408
| 2625.6926 | 1140.5408
| 2625.5422 | 1140.5408
| 2625.3602 | 1140.5408
| 2625.2756 | 1140.5408
| 2625.1672 | 1140.5408
| 2625.0515 | 1140.5408
| 2624.9524 | 1140.5408
| 2624.7608 | 1140.5408
| 2624.6066 | 1140.5408
| 2624.5198 | 1140.5408
| 2624.4043 | 1140.5408
| 2624.288 | 1140.5408
| 2624.1309 | 1140.5408
| 2624.0022 | 1140.5408
| 2623.8727 | 1140.5408
| 2623.7458 | 1140.5408
| 2623.6718 | 1140.5408
| 2623.5214 | 1140.5408
| 2623.3922 | 1140.5408
| 2623.27 | 1140.5408
| 2623.1876 | 1140.5408
| 2623.042 | 1140.5408
| 2622.8727 | 1140.5408
| 2622.7473 | 1140.5408
| 2622.6097 | 1140.5408
| 2622.4755 | 1140.5408
| 2622.3305 | 1140.5408
| 2622.2153 | 1140.5408
| 2622.0707 | 1140.5408
| 2621.9535 | 1140.5408
| 2621.8093 | 1140.5408
| 2621.6516 | 1140.5408
| 2621.5531 | 1140.5408
| 2621.3566 | 1140.5408
| 2621.2004 | 1140.5408
| 2621.0595 | 1140.5408
| 2620.8845 | 1140.5408
| 2620.7159 | 1140.5408
| 2620.5534 | 1140.5408
| 2620.3732 | 1140.5408
| 2620.2929 | 1140.5408
| 2620.1752 | 1140.5408
| 2620.0136 | 1140.5408
| 2619.9019 | 1140.5408
| 2619.7675 | 1140.5408
| 2619.6064 | 1140.5408
| 2619.4959 | 1140.5408
| 2619.3604 | 1140.5408
| 2619.2319 | 1140.5408
| 2619.0764 | 1140.5408
| 2618.8879 | 1140.5408
| 2618.7291 | 1140.5408
| 2618.587 | 1140.5408
| 2618.35 | 1140.5408
| 2618.2039 | 1140.5408
| 2618.0511 | 1140.5408
| 2617.9755 | 1140.5408
| 2617.8462 | 1140.5408
| 2617.7123 | 1140.5408
| 2617.5415 | 1140.5408
| 2617.45 | 1140.5408
| 2617.291 | 1140.5408
| 2617.1454 | 1140.5408
| 2617.0413 | 1140.5408
| 2616.9024 | 1140.5408
| 2616.7422 | 1140.5408
| 2616.6083 | 1140.5408
| 2616.4728 | 1140.5408
| 2616.3312 | 1140.5408
| 2616.162 | 1140.5408
| 2616.0469 | 1140.5408
| 2615.8747 | 1140.5408
| 2615.8204 | 1140.5408
| 2615.6962 | 1140.5408
| 2615.5528 | 1140.5408
| 2615.4369 | 1140.5408
| 2615.2295 | 1140.5408
| 2615.1151 | 1140.5408
| 2614.9521 | 1140.5408
| 2614.8476 | 1140.5408
| 2614.7069 | 1140.5408
| 2614.5931 | 1140.5408
| 2614.4632 | 1140.5408
| 2614.3265 | 1140.5408
| 2614.1732 | 1140.5408
| 2614.0374 | 1140.5408
| 2613.9421 | 1140.5408
| 2613.8239 | 1140.5408
| 2613.7169 | 1140.5408
| 2613.4799 | 1140.5408
| 2613.3716 | 1140.5408
| 2613.2704 | 1140.5408
| 2613.2066 | 1140.5408
| 2613.09 | 1140.5408
| 2612.9857 | 1140.5408
| 2612.9032 | 1140.5408
| 2612.7114 | 1140.5408
| 2612.5486 | 1140.5408
| 2612.3791 | 1140.5408
| 2612.2685 | 1140.5408
| 2612.136 | 1140.5408
| 2612.0117 | 1140.5408
| 2611.8699 | 1140.5408
| 2611.7824 | 1140.5408
| 2611.6691 | 1140.5408
| 2611.5293 | 1140.5408
| 2611.4524 | 1140.5408
| 2611.2861 | 1140.5408
| 2611.2002 | 1140.5408
| 2611.0579 | 1140.5408
| 2610.9185 | 1140.5408
| 2610.7928 | 1140.5408
| 2610.7007 | 1140.5408
| 2610.5816 | 1140.5408
| 2610.4111 | 1140.5408
| 2610.2984 | 1140.5408
| 2610.2 | 1140.5408
| 2610.0824 | 1140.5408
| 2609.9974 | 1140.5408
| 2609.8276 | 1140.5408
| 2609.734 | 1140.5408
| 2609.5453 | 1140.5408
| 2609.4075 | 1140.5408
| 2609.2259 | 1140.5408
| 2609.1831 | 1140.5408
| 2609.0011 | 1140.5408
| 2608.882 | 1140.5408
| 2608.7565 | 1140.5408
| 2608.6273 | 1140.5408
| 2608.4413 | 1140.5408
| 2608.3348 | 1140.5408
| 2608.1529 | 1140.5408
| 2608.0566 | 1140.5408
| 2607.9629 | 1140.5408
| 2607.7447 | 1140.5408
| 2607.6174 | 1140.5408
| 2607.4497 | 1140.5408
| 2607.359 | 1140.5408
| 2607.2385 | 1140.5408
| 2607.1117 | 1140.5408
| 2606.9741 | 1140.5408
| 2606.8429 | 1140.5408
| 2606.7165 | 1140.5408
| 2606.6287 | 1140.5408
| 2606.5057 | 1140.5408
| 2606.3781 | 1140.5408
| 2606.2486 | 1140.5408
| 2606.1306 | 1140.5408
| 2606.0215 | 1140.5408
| 2605.8418 | 1140.5408
| 2605.7548 | 1140.5408
| 2605.6239 | 1140.5408
| 2605.4835 | 1140.5408
| 2605.3449 | 1140.5408
| 2605.2377 | 1140.5408
| 2605.0866 | 1140.5408
| 2604.9469 | 1140.5408
| 2604.8015 | 1140.5408
| 2604.7031 | 1140.5408
| 2604.6329 | 1140.5408
| 2604.5054 | 1140.5408
| 2604.3505 | 1140.5408
| 2604.1838 | 1140.5408
| 2604.0415 | 1140.5408
| 2603.9448 | 1140.5408
| 2603.7414 | 1140.5408
| 2603.5604 | 1140.5408
| 2603.4179 | 1140.5408
| 2603.2578 | 1140.5408
| 2603.119 | 1140.5408
| 2602.9134 | 1140.5408
| 2602.8125 | 1140.5408
| 2602.6234 | 1140.5408
| 2602.4557 | 1140.5408
| 2602.3034 | 1140.5408
| 2602.1925 | 1140.5408
| 2602.058 | 1140.5408
| 2601.9847 | 1140.5408
| 2601.8843 | 1140.5408
| 2601.706 | 1140.5408
| 2601.5713 | 1140.5408
| 2601.2633 | 1140.5408
| 2601.1214 | 1140.5408
| 2601.0533 | 1140.5408
| 2600.9259 | 1140.5408
| 2600.8055 | 1140.5408
| 2600.7075 | 1140.5408
| 2600.5662 | 1140.5408
| 2600.4707 | 1140.5408
| 2600.3446 | 1140.5408
| 2600.2303 | 1140.5408
| 2600.0811 | 1140.5408
| 2599.9335 | 1140.5408
| 2599.7504 | 1140.5408
| 2599.5906 | 1140.5408
| 2599.4671 | 1140.5408
| 2599.3405 | 1140.5408
| 2599.2215 | 1140.5408
| 2599.121 | 1140.5408
| 2598.9935 | 1140.5408
| 2598.9174 | 1140.5408
| 2598.7935 | 1140.5408
| 2598.6682 | 1140.5408
| 2598.5579 | 1140.5408
| 2598.4857 | 1140.5408
| 2598.2814 | 1140.5408
| 2598.1484 | 1140.5408
| 2598.0419 | 1140.5408
| 2597.7906 | 1140.5408
| 2597.63 | 1140.5408
| 2597.4898 | 1140.5408
| 2597.2919 | 1140.5408
| 2597.1916 | 1140.5408
| 2597.0211 | 1140.5408
| 2596.899 | 1140.5408
| 2596.8047 | 1140.5408
| 2596.7467 | 1140.5408
| 2596.6324 | 1140.5408
| 2596.5557 | 1140.5408
| 2596.4107 | 1140.5408
| 2596.2107 | 1140.5408
| 2596.0665 | 1140.5408
| 2595.9387 | 1140.5408
| 2595.7713 | 1140.5408
| 2595.6409 | 1140.5408
| 2595.4685 | 1140.5408
| 2595.2726 | 1140.5408
| 2595.168 | 1140.5408
| 2595.0321 | 1140.5408
| 2594.8826 | 1140.5408
| 2594.6991 | 1140.5408
| 2594.4975 | 1140.5408
| 2594.3563 | 1140.5408
| 2594.2165 | 1140.5408
| 2594.0505 | 1140.5408
| 2593.9868 | 1140.5408
| 2593.8481 | 1140.5408
| 2593.7661 | 1140.5408
| 2593.6559 | 1140.5408
| 2593.5018 | 1140.5408
| 2593.358 | 1140.5408
| 2593.2332 | 1140.5408
| 2593.1008 | 1140.5408
| 2593.0138 | 1140.5408
| 2592.8292 | 1140.5408
| 2592.7372 | 1140.5408
| 2592.6345 | 1140.5408
| 2592.5781 | 1140.5408
| 2592.3805 | 1140.5408
| 2592.2573 | 1140.5408
| 2592.0914 | 1140.5408
| 2591.9275 | 1140.5408
| 2591.8198 | 1140.5408
| 2591.6321 | 1140.5408
| 2591.5002 | 1140.5408
| 2591.3012 | 1140.5408
| 2591.1617 | 1140.5408
| 2591.0808 | 1140.5408
| 2591.007 | 1140.5408
| 2590.8942 | 1140.5408
| 2590.7206 | 1140.5408
| 2590.5891 | 1140.5408
| 2590.4411 | 1140.5408
| 2590.2618 | 1140.5408
| 2590.0415 | 1140.5408
| 2589.8446 | 1140.5408
| 2589.7548 | 1140.5408
| 2589.6523 | 1140.5408
| 2589.4793 | 1140.5408
| 2589.3451 | 1140.5408
| 2589.174 | 1140.5408
| 2589.0651 | 1140.5408
| 2588.9309 | 1140.5408
| 2588.8141 | 1140.5408
| 2588.6885 | 1140.5408
| 2588.5679 | 1140.5408
| 2588.46 | 1140.5408
| 2588.2722 | 1140.5408
| 2588.1461 | 1140.5408
| 2588.0223 | 1140.5408
| 2587.79 | 1140.5408
| 2587.6731 | 1140.5408
| 2587.5472 | 1140.5408
| 2587.4239 | 1140.5408
| 2587.3044 | 1140.5408
| 2587.1761 | 1140.5408
| 2587.0613 | 1140.5408
| 2586.9579 | 1140.5408
| 2586.8413 | 1140.5408
| 2586.7932 | 1140.5408
| 2586.6545 | 1140.5408
| 2586.5272 | 1140.5408
| 2586.4214 | 1140.5408
| 2586.3091 | 1140.5408
| 2586.1754 | 1140.5408
| 2586.0301 | 1140.5408
| 2585.8844 | 1140.5408
| 2585.7781 | 1140.5408
| 2585.6215 | 1140.5408
| 2585.4567 | 1140.5408
| 2585.3379 | 1140.5408
| 2585.2132 | 1140.5408
| 2585.1268 | 1140.5408
| 2584.9632 | 1140.5408
| 2584.8607 | 1140.5408
| 2584.7807 | 1140.5408
| 2584.683 | 1140.5408
| 2584.5568 | 1140.5408
| 2584.4307 | 1140.5408
| 2584.2817 | 1140.5408
| 2584.1734 | 1140.5408
| 2584.0768 | 1140.5408
| 2583.9133 | 1140.5408
| 2583.7147 | 1140.5408
| 2583.6305 | 1140.5408
| 2583.4978 | 1140.5408
| 2583.3968 | 1140.5408
| 2583.2938 | 1140.5408
| 2583.1979 | 1140.5408
| 2583.0462 | 1140.5408
| 2582.9101 | 1140.5408
| 2582.7455 | 1140.5408
| 2582.6127 | 1140.5408
| 2582.4859 | 1140.5408
| 2582.3663 | 1140.5408
| 2582.2964 | 1140.5408
| 2582.1606 | 1140.5408
| 2582.0403 | 1140.5408
| 2581.9508 | 1140.5408
| 2581.8659 | 1140.5408
| 2581.7404 | 1140.5408
| 2581.5859 | 1140.5408
| 2581.3976 | 1140.5408
| 2581.3145 | 1140.5408
| 2581.2121 | 1140.5408
| 2581.099 | 1140.5408
| 2580.9474 | 1140.5408
| 2580.8347 | 1140.5408
| 2580.7677 | 1140.5408
| 2580.6253 | 1140.5408
| 2580.4802 | 1140.5408
| 2580.2979 | 1140.5408
| 2580.1973 | 1140.5408
| 2580.0269 | 1140.5408
| 2579.9481 | 1140.5408
| 2579.8043 | 1140.5408
| 2579.6757 | 1140.5408
| 2579.5347 | 1140.5408
| 2579.3955 | 1140.5408
| 2579.3237 | 1140.5408
| 2579.2283 | 1140.5408
| 2579.1307 | 1140.5408
| 2579.0335 | 1140.5408
| 2578.9179 | 1140.5408
| 2578.804 | 1140.5408
| 2578.7198 | 1140.5408
| 2578.6588 | 1140.5408
| 2578.5192 | 1140.5408
| 2578.3672 | 1140.5408
| 2578.1444 | 1140.5408
| 2578.0316 | 1140.5408
| 2577.9364 | 1140.5408
| 2577.7947 | 1140.5408
| 2577.7112 | 1140.5408
| 2577.65 | 1140.5408
| 2577.5607 | 1140.5408
| 2577.4897 | 1140.5408
| 2577.3502 | 1140.5408
| 2577.226 | 1140.5408
| 2577.0776 | 1140.5408
| 2576.8973 | 1140.5408
| 2576.8046 | 1140.5408
| 2576.7142 | 1140.5408
| 2576.6135 | 1140.5408
| 2576.5157 | 1140.5408
| 2576.3682 | 1140.5408
| 2576.2364 | 1140.5408
| 2576.1338 | 1140.5408
| 2576.0056 | 1140.5408
| 2575.9163 | 1140.5408
| 2575.7326 | 1140.5408
| 2575.5895 | 1140.5408
| 2575.4332 | 1140.5408
| 2575.3169 | 1140.5408
| 2575.2224 | 1140.5408
| 2575.1362 | 1140.5408
| 2574.9601 | 1140.5408
| 2574.9012 | 1140.5408
| 2574.8103 | 1140.5408
| 2574.6388 | 1140.5408
| 2574.446 | 1140.5408
| 2574.3056 | 1140.5408
| 2574.2145 | 1140.5408
| 2574.0954 | 1140.5408
| 2573.9551 | 1140.5408
| 2573.8773 | 1140.5408
| 2573.8036 | 1140.5408
| 2573.6877 | 1140.5408
| 2573.5365 | 1140.5408
| 2573.4468 | 1140.5408
| 2573.2635 | 1140.5408
| 2573.1218 | 1140.5408
| 2572.9799 | 1140.5408
| 2572.8458 | 1140.5408
| 2572.7471 | 1140.5408
| 2572.6531 | 1140.5408
| 2572.5126 | 1140.5408
| 2572.351 | 1140.5408
| 2572.2339 | 1140.5408
| 2571.9991 | 1140.5408
| 2571.8116 | 1140.5408
| 2571.6637 | 1140.5408
| 2571.5652 | 1140.5408
| 2571.453 | 1140.5408
| 2571.3242 | 1140.5408
| 2571.2399 | 1140.5408
| 2571.1072 | 1140.5408
| 2570.9609 | 1140.5408
| 2570.7417 | 1140.5408
| 2570.6 | 1140.5408
| 2570.4851 | 1140.5408
| 2570.3675 | 1140.5408
| 2570.2715 | 1140.5408
| 2570.1291 | 1140.5408
| 2569.9687 | 1140.5408
| 2569.8948 | 1140.5408
| 2569.7983 | 1140.5408
| 2569.6742 | 1140.5408
| 2569.5081 | 1140.5408
| 2569.4294 | 1140.5408
| 2569.2173 | 1140.5408
| 2569.1258 | 1140.5408
| 2569.0308 | 1140.5408
| 2568.9453 | 1140.5408
| 2568.8514 | 1140.5408
| 2568.7224 | 1140.5408
| 2568.6402 | 1140.5408
| 2568.5164 | 1140.5408
| 2568.4027 | 1140.5408
| 2568.1719 | 1140.5408
| 2568.0504 | 1140.5408
| 2567.9209 | 1140.5408
| 2567.8085 | 1140.5408
| 2567.7053 | 1140.5408
| 2567.6144 | 1140.5408
| 2567.5067 | 1140.5408
| 2567.3415 | 1140.5408
| 2567.1043 | 1140.5408
| 2566.976 | 1140.5408
| 2566.8547 | 1140.5408
| 2566.7641 | 1140.5408
| 2566.6165 | 1140.5408
| 2566.5084 | 1140.5408
| 2566.3711 | 1140.5408
| 2566.2654 | 1140.5408
| 2566.0877 | 1140.5408
| 2565.9467 | 1140.5408
| 2565.7565 | 1140.5408
| 2565.6688 | 1140.5408
| 2565.5947 | 1140.5408
| 2565.4874 | 1140.5408
| 2565.3227 | 1140.5408
| 2565.1428 | 1140.5408
| 2565.0034 | 1140.5408
| 2564.8989 | 1140.5408
| 2564.7444 | 1140.5408
| 2564.6023 | 1140.5408
| 2564.4898 | 1140.5408
| 2564.3379 | 1140.5408
| 2564.2127 | 1140.5408
| 2564.0932 | 1140.5408
| 2563.99 | 1140.5408
| 2563.8913 | 1140.5408
| 2563.7736 | 1140.5408
| 2563.6587 | 1140.5408
| 2563.4837 | 1140.5408
| 2563.3806 | 1140.5408
| 2563.2376 | 1140.5408
| 2563.1179 | 1140.5408
| 2562.9913 | 1140.5408
| 2562.8997 | 1140.5408
| 2562.7718 | 1140.5408
| 2562.6013 | 1140.5408
| 2562.4801 | 1140.5408
| 2562.3703 | 1140.5408
| 2562.2433 | 1140.5408
| 2562.1373 | 1140.5408
| 2562.0131 | 1140.5408
| 2561.9537 | 1140.5408
| 2561.8556 | 1140.5408
| 2561.7717 | 1140.5408
| 2561.6865 | 1140.5408
| 2561.5237 | 1140.5408
| 2561.375 | 1140.5408
| 2561.2356 | 1140.5408
| 2561.0996 | 1140.5408
| 2560.9429 | 1140.5408
| 2560.7931 | 1140.5408
| 2560.7023 | 1140.5408
| 2560.6033 | 1140.5408
| 2560.5103 | 1140.5408
| 2560.3256 | 1140.5408
| 2560.2034 | 1140.5408
| 2560.092 | 1140.5408
| 2559.9591 | 1140.5408
| 2559.8666 | 1140.5408
| 2559.6814 | 1140.5408
| 2559.5617 | 1140.5408
| 2559.4002 | 1140.5408
| 2559.3302 | 1140.5408
| 2559.1987 | 1140.5408
| 2559.0906 | 1140.5408
| 2558.9737 | 1140.5408
| 2558.8611 | 1140.5408
| 2558.7521 | 1140.5408
| 2558.5427 | 1140.5408
| 2558.4514 | 1140.5408
| 2558.2826 | 1140.5408
| 2558.1758 | 1140.5408
| 2558.0565 | 1140.5408
| 2557.9928 | 1140.5408
| 2557.9053 | 1140.5408
| 2557.7918 | 1140.5408
| 2557.7157 | 1140.5408
| 2557.5893 | 1140.5408
| 2557.467 | 1140.5408
| 2557.3475 | 1140.5408
| 2557.2725 | 1140.5408
| 2557.1423 | 1140.5408
| 2557.0709 | 1140.5408
| 2556.9592 | 1140.5408
| 2556.8303 | 1140.5408
| 2556.7203 | 1140.5408
| 2556.6142 | 1140.5408
| 2556.5036 | 1140.5408
| 2556.3826 | 1140.5408
| 2556.2839 | 1140.5408
| 2556.1412 | 1140.5408
| 2556.0219 | 1140.5408
| 2555.838 | 1140.5408
| 2555.6783 | 1140.5408
| 2555.6051 | 1140.5408
| 2555.5275 | 1140.5408
| 2555.4397 | 1140.5408
| 2555.3132 | 1140.5408
| 2555.1651 | 1140.5408
| 2555.0122 | 1140.5408
| 2554.8492 | 1140.5408
| 2554.76 | 1140.5408
| 2554.6385 | 1140.5408
| 2554.599 | 1140.5408
| 2554.4725 | 1140.5408
| 2554.3805 | 1140.5408
| 2554.2103 | 1140.5408
| 2554.0872 | 1140.5408
| 2553.9471 | 1140.5408
| 2553.7817 | 1140.5408
| 2553.6859 | 1140.5408
| 2553.5533 | 1140.5408
| 2553.4929 | 1140.5408
| 2553.3967 | 1140.5408
| 2553.2502 | 1140.5408
| 2553.1056 | 1140.5408
| 2552.9917 | 1140.5408
| 2552.8808 | 1140.5408
| 2552.763 | 1140.5408
| 2552.6195 | 1140.5408
| 2552.5317 | 1140.5408
| 2552.3487 | 1140.5408
| 2552.2322 | 1140.5408
| 2552.0936 | 1140.5408
| 2551.9158 | 1140.5408
| 2551.7416 | 1140.5408
| 2551.6265 | 1140.5408
| 2551.5073 | 1140.5408
| 2551.3169 | 1140.5408
| 2551.1878 | 1140.5408
| 2551.1144 | 1140.5408
| 2550.9906 | 1140.5408
| 2550.8838 | 1140.5408
| 2550.7337 | 1140.5408
| 2550.6285 | 1140.5408
| 2550.5159 | 1140.5408
| 2550.3796 | 1140.5408
| 2550.2533 | 1140.5408
| 2550.1733 | 1140.5408
| 2549.9787 | 1140.5408
| 2549.905 | 1140.5408
| 2549.8208 | 1140.5408
| 2549.7133 | 1140.5408
| 2549.6157 | 1140.5408
| 2549.4834 | 1140.5408
| 2549.3464 | 1140.5408
| 2549.2558 | 1140.5408
| 2549.1675 | 1140.5408
| 2549.0235 | 1140.5408
| 2548.9523 | 1140.5408
| 2548.8217 | 1140.5408
| 2548.7363 | 1140.5408
| 2548.5535 | 1140.5408
| 2548.4384 | 1140.5408
| 2548.3043 | 1140.5408
| 2548.1155 | 1140.5408
| 2547.9938 | 1140.5408
| 2547.8429 | 1140.5408
| 2547.6623 | 1140.5408
| 2547.6026 | 1140.5408
| 2547.5072 | 1140.5408
| 2547.3001 | 1140.5408
| 2547.231 | 1140.5408
| 2547.111 | 1140.5408
| 2546.9255 | 1140.5408
| 2546.8026 | 1140.5408
| 2546.7149 | 1140.5408
| 2546.5708 | 1140.5408
| 2546.4102 | 1140.5408
| 2546.3055 | 1140.5408
| 2546.1877 | 1140.5408
| 2546.0012 | 1140.5408
| 2545.8518 | 1140.5408
| 2545.7281 | 1140.5408
| 2545.5879 | 1140.5408
| 2545.4835 | 1140.5408
| 2545.363 | 1140.5408
| 2545.2802 | 1140.5408
| 2545.1627 | 1140.5408
| 2545.031 | 1140.5408
| 2544.9025 | 1140.5408
| 2544.7568 | 1140.5408
| 2544.6345 | 1140.5408
| 2544.5159 | 1140.5408
| 2544.3814 | 1140.5408
| 2544.2167 | 1140.5408
| 2544.0777 | 1140.5408
| 2543.9269 | 1140.5408
| 2543.7558 | 1140.5408
| 2543.6377 | 1140.5408
| 2543.4971 | 1140.5408
| 2543.403 | 1140.5408
| 2543.2144 | 1140.5408
| 2543.0585 | 1140.5408
| 2542.806 | 1140.5408
| 2542.6434 | 1140.5408
| 2542.5777 | 1140.5408
| 2542.4568 | 1140.5408
| 2542.312 | 1140.5408
| 2542.1607 | 1140.5408
| 2541.9894 | 1140.5408
| 2541.9219 | 1140.5408
| 2541.8693 | 1140.5408
| 2541.7944 | 1140.5408
| 2541.7083 | 1140.5408
| 2541.5804 | 1140.5408
| 2541.4954 | 1140.5408
| 2541.4082 | 1140.5408
| 2541.2525 | 1140.5408
| 2541.1831 | 1140.5408
| 2541.0498 | 1140.5408
| 2540.9784 | 1140.5408
| 2540.8726 | 1140.5408
| 2540.7388 | 1140.5408
| 2540.5688 | 1140.5408
| 2540.4538 | 1140.5408
| 2540.326 | 1140.5408
| 2540.2018 | 1140.5408
| 2540.0865 | 1140.5408
| 2539.9526 | 1140.5408
| 2539.803 | 1140.5408
| 2539.6797 | 1140.5408
| 2539.5799 | 1140.5408
| 2539.3954 | 1140.5408
| 2539.2707 | 1140.5408
| 2539.108 | 1140.5408
| 2538.975 | 1140.5408
| 2538.8459 | 1140.5408
| 2538.6876 | 1140.5408
| 2538.6266 | 1140.5408
| 2538.4777 | 1140.5408
| 2538.3616 | 1140.5408
| 2538.3059 | 1140.5408
| 2538.2343 | 1140.5408
| 2538.1399 | 1140.5408
| 2537.9746 | 1140.5408
| 2537.8502 | 1140.5408
| 2537.7288 | 1140.5408
| 2537.6644 | 1140.5408
| 2537.5869 | 1140.5408
| 2537.4904 | 1140.5408
| 2537.3605 | 1140.5408
| 2537.1749 | 1140.5408
| 2536.9976 | 1140.5408
| 2536.8976 | 1140.5408
| 2536.7693 | 1140.5408
| 2536.6226 | 1140.5408
| 2536.5249 | 1140.5408
| 2536.4414 | 1140.5408
| 2536.33 | 1140.5408
| 2536.2413 | 1140.5408
| 2536.0618 | 1140.5408
| 2535.9642 | 1140.5408
| 2535.8106 | 1140.5408
| 2535.641 | 1140.5408
| 2535.4674 | 1140.5408
| 2535.2977 | 1140.5408
| 2535.1367 | 1140.5408
| 2534.9987 | 1140.5408
| 2534.8945 | 1140.5408
| 2534.7387 | 1140.5408
| 2534.6724 | 1140.5408
| 2534.5376 | 1140.5408
| 2534.4315 | 1140.5408
| 2534.3343 | 1140.5408
| 2534.2409 | 1140.5408
| 2534.056 | 1140.5408
| 2533.9724 | 1140.5408
| 2533.8489 | 1140.5408
| 2533.7117 | 1140.5408
| 2533.629 | 1140.5408
| 2533.5617 | 1140.5408
| 2533.4194 | 1140.5408
| 2533.2693 | 1140.5408
| 2533.1409 | 1140.5408
| 2533.0721 | 1140.5408
| 2532.9789 | 1140.5408
| 2532.7965 | 1140.5408
| 2532.5975 | 1140.5408
| 2532.4807 | 1140.5408
| 2532.3608 | 1140.5408
| 2532.2306 | 1140.5408
| 2532.1243 | 1140.5408
| 2531.948 | 1140.5408
| 2531.8131 | 1140.5408
| 2531.7227 | 1140.5408
| 2531.601 | 1140.5408
| 2531.4947 | 1140.5408
| 2531.3782 | 1140.5408
| 2531.3071 | 1140.5408
| 2531.2435 | 1140.5408
| 2531.1501 | 1140.5408
| 2531.0435 | 1140.5408
| 2530.875 | 1140.5408
| 2530.7672 | 1140.5408
| 2530.6634 | 1140.5408
| 2530.5245 | 1140.5408
| 2530.3868 | 1140.5408
| 2530.2938 | 1140.5408
| 2530.1464 | 1140.5408
| 2530.0233 | 1140.5408
| 2529.9186 | 1140.5408
| 2529.7712 | 1140.5408
| 2529.6753 | 1140.5408
| 2529.488 | 1140.5408
| 2529.3762 | 1140.5408
| 2529.2121 | 1140.5408
| 2529.0908 | 1140.5408
| 2528.9082 | 1140.5408
| 2528.7478 | 1140.5408
| 2528.6558 | 1140.5408
| 2528.534 | 1140.5408
| 2528.3871 | 1140.5408
| 2528.2451 | 1140.5408
| 2528.1528 | 1140.5408
| 2527.9911 | 1140.5408
| 2527.8298 | 1140.5408
| 2527.6186 | 1140.5408
| 2527.4688 | 1140.5408
| 2527.363 | 1140.5408
| 2527.2205 | 1140.5408
| 2527.1255 | 1140.5408
| 2526.9709 | 1140.5408
| 2526.8566 | 1140.5408
| 2526.6906 | 1140.5408
| 2526.6006 | 1140.5408
| 2526.4955 | 1140.5408
| 2526.3576 | 1140.5408
| 2526.2161 | 1140.5408
| 2526.1393 | 1140.5408
| 2526.0287 | 1140.5408
| 2525.9117 | 1140.5408
| 2525.8036 | 1140.5408
| 2525.6497 | 1140.5408
| 2525.5894 | 1140.5408
| 2525.487 | 1140.5408
| 2525.3802 | 1140.5408
| 2525.2867 | 1140.5408
| 2525.0891 | 1140.5408
| 2524.9824 | 1140.5408
| 2524.8542 | 1140.5408
| 2524.7333 | 1140.5408
| 2524.6665 | 1140.5408
| 2524.5035 | 1140.5408
| 2524.3595 | 1140.5408
| 2524.2089 | 1140.5408
| 2524.0579 | 1140.5408
| 2523.9133 | 1140.5408
| 2523.7741 | 1140.5408
| 2523.652 | 1140.5408
| 2523.544 | 1140.5408
| 2523.3553 | 1140.5408
| 2523.2614 | 1140.5408
| 2523.0215 | 1140.5408
| 2522.9196 | 1140.5408
| 2522.7039 | 1140.5408
| 2522.6062 | 1140.5408
| 2522.5054 | 1140.5408
| 2522.4062 | 1140.5408
| 2522.2397 | 1140.5408
| 2522.1154 | 1140.5408
| 2521.9969 | 1140.5408
| 2521.8633 | 1140.5408
| 2521.7262 | 1140.5408
| 2521.663 | 1140.5408
| 2521.5761 | 1140.5408
| 2521.4474 | 1140.5408
| 2521.3372 | 1140.5408
| 2521.22 | 1140.5408
| 2520.9557 | 1140.5408
| 2520.8621 | 1140.5408
| 2520.7259 | 1140.5408
| 2520.6472 | 1140.5408
| 2520.5274 | 1140.5408
| 2520.4298 | 1140.5408
| 2520.2918 | 1140.5408
| 2520.1612 | 1140.5408
| 2520.0118 | 1140.5408
| 2519.9138 | 1140.5408
| 2519.7836 | 1140.5408
| 2519.6281 | 1140.5408
| 2519.5362 | 1140.5408
| 2519.4437 | 1140.5408
| 2519.3427 | 1140.5408
| 2519.2571 | 1140.5408
| 2519.1174 | 1140.5408
| 2518.9713 | 1140.5408
| 2518.8453 | 1140.5408
| 2518.7387 | 1140.5408
| 2518.5874 | 1140.5408
| 2518.4099 | 1140.5408
| 2518.2422 | 1140.5408
| 2518.1106 | 1140.5408
| 2517.9109 | 1140.5408
| 2517.8288 | 1140.5408
| 2517.6138 | 1140.5408
| 2517.4996 | 1140.5408
| 2517.3736 | 1140.5408
| 2517.235 | 1140.5408
| 2517.0223 | 1140.5408
| 2516.8758 | 1140.5408
| 2516.6451 | 1140.5408
| 2516.5486 | 1140.5408
| 2516.426 | 1140.5408
| 2516.3123 | 1140.5408
| 2516.1859 | 1140.5408
| 2516.0757 | 1140.5408
| 2515.9922 | 1140.5408
| 2515.7936 | 1140.5408
| 2515.6752 | 1140.5408
| 2515.5397 | 1140.5408
| 2515.4848 | 1140.5408
| 2515.3941 | 1140.5408
| 2515.2595 | 1140.5408
| 2515.1327 | 1140.5408
| 2514.9884 | 1140.5408
| 2514.8515 | 1140.5408
| 2514.7337 | 1140.5408
| 2514.6017 | 1140.5408
| 2514.4102 | 1140.5408
| 2514.2309 | 1140.5408
| 2514.0926 | 1140.5408
| 2513.9837 | 1140.5408
| 2513.8739 | 1140.5408
| 2513.7504 | 1140.5408
| 2513.6738 | 1140.5408
| 2513.609 | 1140.5408
| 2513.4966 | 1140.5408
| 2513.3818 | 1140.5408
| 2513.29 | 1140.5408
| 2513.1872 | 1140.5408
| 2513.0653 | 1140.5408
| 2512.9399 | 1140.5408
| 2512.81 | 1140.5408
| 2512.7447 | 1140.5408
| 2512.6699 | 1140.5408
| 2512.586 | 1140.5408
| 2512.4181 | 1140.5408
| 2512.2557 | 1140.5408
| 2512.1575 | 1140.5408
| 2512.0641 | 1140.5408
| 2511.9419 | 1140.5408
| 2511.8419 | 1140.5408
| 2511.7628 | 1140.5408
| 2511.6158 | 1140.5408
| 2511.5447 | 1140.5408
| 2511.4525 | 1140.5408
| 2511.3407 | 1140.5408
| 2511.2453 | 1140.5408
| 2511.135 | 1140.5408
| 2511.0146 | 1140.5408
| 2510.9087 | 1140.5408
| 2510.8085 | 1140.5408
| 2510.6497 | 1140.5408
| 2510.5463 | 1140.5408
| 2510.4847 | 1140.5408
| 2510.4202 | 1140.5408
| 2510.3333 | 1140.5408
| 2510.258 | 1140.5408
| 2510.1473 | 1140.5408
| 2510.0189 | 1140.5408
| 2509.8185 | 1140.5408
| 2509.6904 | 1140.5408
| 2509.586 | 1140.5408
| 2509.4669 | 1140.5408
| 2509.3911 | 1140.5408
| 2509.2545 | 1140.5408
| 2509.1144 | 1140.5408
| 2509.0124 | 1140.5408
| 2508.8374 | 1140.5408
| 2508.7723 | 1140.5408
| 2508.6506 | 1140.5408
| 2508.4511 | 1140.5408
| 2508.3081 | 1140.5408
| 2508.1698 | 1140.5408
| 2508.0415 | 1140.5408
| 2507.8721 | 1140.5408
| 2507.7177 | 1140.5408
| 2507.582 | 1140.5408
| 2507.4978 | 1140.5408
| 2507.4015 | 1140.5408
| 2507.3028 | 1140.5408
| 2507.1664 | 1140.5408
| 2507.0569 | 1140.5408
| 2506.9284 | 1140.5408
| 2506.8012 | 1140.5408
| 2506.668 | 1140.5408
| 2506.5457 | 1140.5408
| 2506.4834 | 1140.5408
| 2506.3966 | 1140.5408
| 2506.2656 | 1140.5408
| 2506.1507 | 1140.5408
| 2506.0683 | 1140.5408
| 2505.9698 | 1140.5408
| 2505.8085 | 1140.5408
| 2505.6944 | 1140.5408
| 2505.5348 | 1140.5408
| 2505.4441 | 1140.5408
| 2505.3055 | 1140.5408
| 2505.2263 | 1140.5408
| 2505.0969 | 1140.5408
| 2504.9483 | 1140.5408
| 2504.8635 | 1140.5408
| 2504.7133 | 1140.5408
| 2504.5506 | 1140.5408
| 2504.4415 | 1140.5408
| 2504.3098 | 1140.5408
| 2504.1804 | 1140.5408
| 2504.0603 | 1140.5408
| 2503.9578 | 1140.5408
| 2503.8096 | 1140.5408
| 2503.6154 | 1140.5408
| 2503.484 | 1140.5408
| 2503.4042 | 1140.5408
| 2503.2256 | 1140.5408
| 2503.1115 | 1140.5408
| 2502.9911 | 1140.5408
| 2502.8475 | 1140.5408
| 2502.7753 | 1140.5408
| 2502.5934 | 1140.5408
| 2502.3889 | 1140.5408
| 2502.3169 | 1140.5408
| 2502.2307 | 1140.5408
| 2502.1337 | 1140.5408
| 2501.9963 | 1140.5408
| 2501.8748 | 1140.5408
| 2501.7866 | 1140.5408
| 2501.6475 | 1140.5408
| 2501.5264 | 1140.5408
| 2501.4508 | 1140.5408
| 2501.3601 | 1140.5408
| 2501.2932 | 1140.5408
| 2501.1715 | 1140.5408
| 2501.0934 | 1140.5408
| 2500.9816 | 1140.5408
| 2500.8647 | 1140.5408
| 2500.7802 | 1140.5408
| 2500.6207 | 1140.5408
| 2500.5313 | 1140.5408
| 2500.4222 | 1140.5408
| 2500.2793 | 1140.5408
| 2500.1772 | 1140.5408
| 2500.0108 | 1140.5408
| 2499.8761 | 1140.5408
| 2499.7909 | 1140.5408
| 2499.6393 | 1140.5408
| 2499.4824 | 1140.5408
| 2499.4131 | 1140.5408
| 2499.1938 | 1140.5408
| 2499.0807 | 1140.5408
| 2498.95 | 1140.5408
| 2498.8609 | 1140.5408
| 2498.7485 | 1140.5408
| 2498.646 | 1140.5408
| 2498.501 | 1140.5408
| 2498.4195 | 1140.5408
| 2498.3486 | 1140.5408
| 2498.1653 | 1140.5408
| 2498.0437 | 1140.5408
| 2497.9386 | 1140.5408
| 2497.7834 | 1140.5408
| 2497.7156 | 1140.5408
| 2497.6345 | 1140.5408
| 2497.4988 | 1140.5408
| 2497.2818 | 1140.5408
| 2497.1685 | 1140.5408
| 2497.0657 | 1140.5408
| 2496.9114 | 1140.5408
| 2496.7684 | 1140.5408
| 2496.657 | 1140.5408
| 2496.6012 | 1140.5408
| 2496.5075 | 1140.5408
| 2496.3994 | 1140.5408
| 2496.2878 | 1140.5408
| 2496.1628 | 1140.5408
| 2496.0218 | 1140.5408
| 2495.8682 | 1140.5408
| 2495.7467 | 1140.5408
| 2495.6311 | 1140.5408
| 2495.5105 | 1140.5408
| 2495.3955 | 1140.5408
| 2495.2552 | 1140.5408
| 2495.0902 | 1140.5408
| 2494.9783 | 1140.5408
| 2494.8651 | 1140.5408
| 2494.7374 | 1140.5408
| 2494.6185 | 1140.5408
| 2494.5241 | 1140.5408
| 2494.3881 | 1140.5408
| 2494.2787 | 1140.5408
| 2494.1811 | 1140.5408
| 2494.1276 | 1140.5408
| 2494.0458 | 1140.5408
| 2493.9158 | 1140.5408
| 2493.8027 | 1140.5408
| 2493.7483 | 1140.5408
| 2493.6462 | 1140.5408
| 2493.4935 | 1140.5408
| 2493.3069 | 1140.5408
| 2493.1694 | 1140.5408
| 2493.0145 | 1140.5408
| 2492.8608 | 1140.5408
| 2492.7273 | 1140.5408
| 2492.6118 | 1140.5408
| 2492.4376 | 1140.5408
| 2492.3231 | 1140.5408
| 2492.2493 | 1140.5408
| 2492.098 | 1140.5408
| 2491.9885 | 1140.5408
| 2491.83 | 1140.5408
| 2491.7256 | 1140.5408
| 2491.6108 | 1140.5408
| 2491.4999 | 1140.5408
| 2491.4081 | 1140.5408
| 2491.2825 | 1140.5408
| 2491.1696 | 1140.5408
| 2491.0826 | 1140.5408
| 2491.004 | 1140.5408
| 2490.938 | 1140.5408
| 2490.8178 | 1140.5408
| 2490.6652 | 1140.5408
| 2490.5915 | 1140.5408
| 2490.4633 | 1140.5408
| 2490.3219 | 1140.5408
| 2490.2145 | 1140.5408
| 2490.084 | 1140.5408
| 2489.9889 | 1140.5408
| 2489.7812 | 1140.5408
| 2489.6532 | 1140.5408
| 2489.5014 | 1140.5408
| 2489.3386 | 1140.5408
| 2489.2142 | 1140.5408
| 2489.1 | 1140.5408
| 2489.0291 | 1140.5408
| 2488.922 | 1140.5408
| 2488.7515 | 1140.5408
| 2488.6686 | 1140.5408
| 2488.5974 | 1140.5408
| 2488.4572 | 1140.5408
| 2488.3256 | 1140.5408
| 2488.1845 | 1140.5408
| 2488.0467 | 1140.5408
| 2487.9026 | 1140.5408
| 2487.8077 | 1140.5408
| 2487.6305 | 1140.5408
| 2487.4983 | 1140.5408
| 2487.3453 | 1140.5408
| 2487.2639 | 1140.5408
| 2487.1449 | 1140.5408
| 2487.0411 | 1140.5408
| 2486.9497 | 1140.5408
| 2486.8257 | 1140.5408
| 2486.7248 | 1140.5408
| 2486.6147 | 1140.5408
| 2486.4734 | 1140.5408
| 2486.3864 | 1140.5408
| 2486.2703 | 1140.5408
| 2486.1364 | 1140.5408
| 2485.9931 | 1140.5408
| 2485.917 | 1140.5408
| 2485.7478 | 1140.5408
| 2485.6467 | 1140.5408
| 2485.5026 | 1140.5408
| 2485.3834 | 1140.5408
| 2485.2733 | 1140.5408
| 2485.1125 | 1140.5408
| 2485.0116 | 1140.5408
| 2484.9171 | 1140.5408
| 2484.8109 | 1140.5408
| 2484.7149 | 1140.5408
| 2484.5155 | 1140.5408
| 2484.3312 | 1140.5408
| 2484.1462 | 1140.5408
| 2484.0606 | 1140.5408
| 2483.9543 | 1140.5408
| 2483.7995 | 1140.5408
| 2483.6828 | 1140.5408
| 2483.5265 | 1140.5408
| 2483.4248 | 1140.5408
| 2483.2865 | 1140.5408
| 2483.1262 | 1140.5408
| 2483.0485 | 1140.5408
| 2482.8915 | 1140.5408
| 2482.7538 | 1140.5408
| 2482.6025 | 1140.5408
| 2482.4725 | 1140.5408
| 2482.3888 | 1140.5408
| 2482.2578 | 1140.5408
| 2482.1514 | 1140.5408
| 2482.0355 | 1140.5408
| 2481.8877 | 1140.5408
| 2481.7975 | 1140.5408
| 2481.6933 | 1140.5408
| 2481.5932 | 1140.5408
| 2481.4742 | 1140.5408
| 2481.353 | 1140.5408
| 2481.2306 | 1140.5408
| 2481.1488 | 1140.5408
| 2481.0095 | 1140.5408
| 2480.9259 | 1140.5408
| 2480.8317 | 1140.5408
| 2480.7541 | 1140.5408
| 2480.6705 | 1140.5408
| 2480.513 | 1140.5408
| 2480.3844 | 1140.5408
| 2480.301 | 1140.5408
| 2480.2301 | 1140.5408
| 2480.1118 | 1140.5408
| 2479.9742 | 1140.5408
| 2479.908 | 1140.5408
| 2479.7968 | 1140.5408
| 2479.7106 | 1140.5408
| 2479.6127 | 1140.5408
| 2479.5386 | 1140.5408
| 2479.488 | 1140.5408
| 2479.3217 | 1140.5408
| 2479.2461 | 1140.5408
| 2479.0983 | 1140.5408
| 2478.9759 | 1140.5408
| 2478.8629 | 1140.5408
| 2478.6994 | 1140.5408
| 2478.5989 | 1140.5408
| 2478.5205 | 1140.5408
| 2478.4447 | 1140.5408
| 2478.3613 | 1140.5408
| 2478.2951 | 1140.5408
| 2478.1703 | 1140.5408
| 2478.0904 | 1140.5408
| 2477.8261 | 1140.5408
| 2477.6435 | 1140.5408
| 2477.556 | 1140.5408
| 2477.4138 | 1140.5408
| 2477.2339 | 1140.5408
| 2477.1503 | 1140.5408
| 2477.0145 | 1140.5408
| 2476.9068 | 1140.5408
| 2476.7171 | 1140.5408
| 2476.6291 | 1140.5408
| 2476.5202 | 1140.5408
| 2476.3694 | 1140.5408
| 2476.2196 | 1140.5408
| 2476.0856 | 1140.5408
| 2475.9588 | 1140.5408
| 2475.7923 | 1140.5408
| 2475.6757 | 1140.5408
| 2475.5473 | 1140.5408
| 2475.4771 | 1140.5408
| 2475.3655 | 1140.5408
| 2475.231 | 1140.5408
| 2475.1382 | 1140.5408
| 2475.0407 | 1140.5408
| 2474.9527 | 1140.5408
| 2474.8735 | 1140.5408
| 2474.7273 | 1140.5408
| 2474.5565 | 1140.5408
| 2474.457 | 1140.5408
| 2474.2569 | 1140.5408
| 2474.2074 | 1140.5408
| 2474.1404 | 1140.5408
| 2473.987 | 1140.5408
| 2473.8718 | 1140.5408
| 2473.8028 | 1140.5408
| 2473.7186 | 1140.5408
| 2473.6169 | 1140.5408
| 2473.5148 | 1140.5408
| 2473.3819 | 1140.5408
| 2473.2586 | 1140.5408
| 2473.1079 | 1140.5408
| 2472.9826 | 1140.5408
| 2472.8411 | 1140.5408
| 2472.6699 | 1140.5408
| 2472.5418 | 1140.5408
| 2472.4371 | 1140.5408
| 2472.364 | 1140.5408
| 2472.2937 | 1140.5408
| 2472.0649 | 1140.5408
| 2471.9805 | 1140.5408
| 2471.8771 | 1140.5408
| 2471.7532 | 1140.5408
| 2471.6907 | 1140.5408
| 2471.5594 | 1140.5408
| 2471.4527 | 1140.5408
| 2471.341 | 1140.5408
| 2471.2567 | 1140.5408
| 2471.1637 | 1140.5408
| 2471.0743 | 1140.5408
| 2470.8982 | 1140.5408
| 2470.8237 | 1140.5408
| 2470.7271 | 1140.5408
| 2470.6028 | 1140.5408
| 2470.5081 | 1140.5408
| 2470.3576 | 1140.5408
| 2470.2527 | 1140.5408
| 2470.2098 | 1140.5408
| 2470.058 | 1140.5408
| 2469.9234 | 1140.5408
| 2469.8096 | 1140.5408
| 2469.6992 | 1140.5408
| 2469.5839 | 1140.5408
| 2469.5375 | 1140.5408
| 2469.4275 | 1140.5408
| 2469.3253 | 1140.5408
| 2469.1688 | 1140.5408
| 2469.0667 | 1140.5408
| 2468.9537 | 1140.5408
| 2468.8033 | 1140.5408
| 2468.6606 | 1140.5408
| 2468.5084 | 1140.5408
| 2468.3665 | 1140.5408
| 2468.2326 | 1140.5408
| 2468.1225 | 1140.5408
| 2467.9918 | 1140.5408
| 2467.8843 | 1140.5408
| 2467.8144 | 1140.5408
| 2467.7384 | 1140.5408
| 2467.612 | 1140.5408
| 2467.5228 | 1140.5408
| 2467.4495 | 1140.5408
| 2467.3127 | 1140.5408
| 2467.1971 | 1140.5408
| 2467.0522 | 1140.5408
| 2466.9927 | 1140.5408
| 2466.8604 | 1140.5408
| 2466.7509 | 1140.5408
| 2466.6603 | 1140.5408
| 2466.519 | 1140.5408
| 2466.3915 | 1140.5408
| 2466.252 | 1140.5408
| 2466.109 | 1140.5408
| 2466.0022 | 1140.5408
| 2465.8796 | 1140.5408
| 2465.6702 | 1140.5408
| 2465.5408 | 1140.5408
| 2465.4265 | 1140.5408
| 2465.3535 | 1140.5408
| 2465.2675 | 1140.5408
| 2465.1886 | 1140.5408
| 2465.129 | 1140.5408
| 2465.0312 | 1140.5408
| 2464.977 | 1140.5408
| 2464.7924 | 1140.5408
| 2464.6633 | 1140.5408
| 2464.4789 | 1140.5408
| 2464.3357 | 1140.5408
| 2464.2174 | 1140.5408
| 2464.0923 | 1140.5408
| 2464.0063 | 1140.5408
| 2463.8354 | 1140.5408
| 2463.6977 | 1140.5408
| 2463.5757 | 1140.5408
| 2463.4642 | 1140.5408
| 2463.2998 | 1140.5408
| 2463.1908 | 1140.5408
| 2463.1038 | 1140.5408
| 2463.0407 | 1140.5408
| 2462.9219 | 1140.5408
| 2462.7873 | 1140.5408
| 2462.663 | 1140.5408
| 2462.5471 | 1140.5408
| 2462.4388 | 1140.5408
| 2462.3545 | 1140.5408
| 2462.1921 | 1140.5408
| 2462.0825 | 1140.5408
| 2461.9586 | 1140.5408
| 2461.861 | 1140.5408
| 2461.7374 | 1140.5408
| 2461.5964 | 1140.5408
| 2461.4909 | 1140.5408
| 2461.3998 | 1140.5408
| 2461.2523 | 1140.5408
| 2461.11 | 1140.5408
| 2460.9923 | 1140.5408
| 2460.8389 | 1140.5408
| 2460.7289 | 1140.5408
| 2460.6359 | 1140.5408
| 2460.546 | 1140.5408
| 2460.4167 | 1140.5408
| 2460.2511 | 1140.5408
| 2460.1487 | 1140.5408
| 2460.0728 | 1140.5408
| 2460.0003 | 1140.5408
| 2459.8904 | 1140.5408
| 2459.7742 | 1140.5408
| 2459.6949 | 1140.5408
| 2459.5368 | 1140.5408
| 2459.4391 | 1140.5408
| 2459.341 | 1140.5408
| 2459.2192 | 1140.5408
| 2459.0921 | 1140.5408
| 2459.0042 | 1140.5408
| 2458.8546 | 1140.5408
| 2458.7403 | 1140.5408
| 2458.6491 | 1140.5408
| 2458.4971 | 1140.5408
| 2458.4198 | 1140.5408
| 2458.3187 | 1140.5408
| 2458.1675 | 1140.5408
| 2457.982 | 1140.5408
| 2457.8645 | 1140.5408
| 2457.6983 | 1140.5408
| 2457.6097 | 1140.5408
| 2457.5033 | 1140.5408
| 2457.4145 | 1140.5408
| 2457.2288 | 1140.5408
| 2457.1371 | 1140.5408
| 2457.0086 | 1140.5408
| 2456.8782 | 1140.5408
| 2456.7906 | 1140.5408
| 2456.661 | 1140.5408
| 2456.5614 | 1140.5408
| 2456.449 | 1140.5408
| 2456.3216 | 1140.5408
| 2456.2868 | 1140.5408
| 2456.1699 | 1140.5408
| 2456.1212 | 1140.5408
| 2456.0223 | 1140.5408
| 2455.9503 | 1140.5408
| 2455.8417 | 1140.5408
| 2455.7767 | 1140.5408
| 2455.6589 | 1140.5408
| 2455.4846 | 1140.5408
| 2455.4059 | 1140.5408
| 2455.2862 | 1140.5408
| 2455.1454 | 1140.5408
| 2455.003 | 1140.5408
| 2454.9293 | 1140.5408
| 2454.8315 | 1140.5408
| 2454.7703 | 1140.5408
| 2454.6744 | 1140.5408
| 2454.5627 | 1140.5408
| 2454.3976 | 1140.5408
| 2454.2063 | 1140.5408
| 2454.0609 | 1140.5408
| 2453.9727 | 1140.5408
| 2453.8552 | 1140.5408
| 2453.7835 | 1140.5408
| 2453.6933 | 1140.5408
| 2453.5665 | 1140.5408
| 2453.4323 | 1140.5408
| 2453.3521 | 1140.5408
| 2453.2584 | 1140.5408
| 2453.1176 | 1140.5408
| 2453.0298 | 1140.5408
| 2452.9132 | 1140.5408
| 2452.7992 | 1140.5408
| 2452.6597 | 1140.5408
| 2452.5047 | 1140.5408
| 2452.3697 | 1140.5408
| 2452.2812 | 1140.5408
| 2452.1253 | 1140.5408
| 2451.9953 | 1140.5408
| 2451.9237 | 1140.5408
| 2451.8379 | 1140.5408
| 2451.7443 | 1140.5408
| 2451.5995 | 1140.5408
| 2451.541 | 1140.5408
| 2451.4301 | 1140.5408
| 2451.3417 | 1140.5408
| 2451.2065 | 1140.5408
| 2451.1171 | 1140.5408
| 2450.9812 | 1140.5408
| 2450.8036 | 1140.5408
| 2450.7248 | 1140.5408
| 2450.564 | 1140.5408
| 2450.4405 | 1140.5408
| 2450.3412 | 1140.5408
| 2450.2002 | 1140.5408
| 2450.1276 | 1140.5408
| 2449.9941 | 1140.5408
| 2449.8524 | 1140.5408
| 2449.7222 | 1140.5408
| 2449.6164 | 1140.5408
| 2449.5551 | 1140.5408
| 2449.4599 | 1140.5408
| 2449.3819 | 1140.5408
| 2449.2452 | 1140.5408
| 2449.0938 | 1140.5408
| 2448.9105 | 1140.5408
| 2448.856 | 1140.5408
| 2448.7295 | 1140.5408
| 2448.5536 | 1140.5408
| 2448.4696 | 1140.5408
| 2448.2973 | 1140.5408
| 2448.1488 | 1140.5408
| 2448.0576 | 1140.5408
| 2447.9528 | 1140.5408
| 2447.8836 | 1140.5408
| 2447.7804 | 1140.5408
| 2447.6941 | 1140.5408
| 2447.5804 | 1140.5408
| 2447.4705 | 1140.5408
| 2447.4112 | 1140.5408
| 2447.2799 | 1140.5408
| 2447.1659 | 1140.5408
| 2447.0594 | 1140.5408
| 2446.9709 | 1140.5408
| 2446.8714 | 1140.5408
| 2446.7813 | 1140.5408
| 2446.6695 | 1140.5408
| 2446.5187 | 1140.5408
| 2446.4266 | 1140.5408
| 2446.3034 | 1140.5408
| 2446.1745 | 1140.5408
| 2446.1089 | 1140.5408
| 2445.9662 | 1140.5408
| 2445.8504 | 1140.5408
| 2445.7227 | 1140.5408
| 2445.5951 | 1140.5408
| 2445.4653 | 1140.5408
| 2445.3633 | 1140.5408
| 2445.2509 | 1140.5408
| 2445.1332 | 1140.5408
| 2445.0027 | 1140.5408
| 2444.8185 | 1140.5408
| 2444.7331 | 1140.5408
| 2444.6143 | 1140.5408
| 2444.4794 | 1140.5408
| 2444.3873 | 1140.5408
| 2444.3089 | 1140.5408
| 2444.2143 | 1140.5408
| 2444.1552 | 1140.5408
| 2444.039 | 1140.5408
| 2443.9748 | 1140.5408
| 2443.8596 | 1140.5408
| 2443.7369 | 1140.5408
| 2443.6303 | 1140.5408
| 2443.5746 | 1140.5408
| 2443.5108 | 1140.5408
| 2443.3783 | 1140.5408
| 2443.2254 | 1140.5408
| 2443.0978 | 1140.5408
| 2442.9737 | 1140.5408
| 2442.8564 | 1140.5408
| 2442.7435 | 1140.5408
| 2442.605 | 1140.5408
| 2442.5238 | 1140.5408
| 2442.3955 | 1140.5408
| 2442.2661 | 1140.5408
| 2442.0701 | 1140.5408
| 2441.987 | 1140.5408
| 2441.826 | 1140.5408
| 2441.7424 | 1140.5408
| 2441.5808 | 1140.5408
| 2441.4361 | 1140.5408
| 2441.3801 | 1140.5408
| 2441.2528 | 1140.5408
| 2441.0921 | 1140.5408
| 2441.0145 | 1140.5408
| 2440.87 | 1140.5408
| 2440.7951 | 1140.5408
| 2440.6787 | 1140.5408
| 2440.5783 | 1140.5408
| 2440.458 | 1140.5408
| 2440.3596 | 1140.5408
| 2440.2531 | 1140.5408
| 2440.1361 | 1140.5408
| 2439.9971 | 1140.5408
| 2439.8921 | 1140.5408
| 2439.7421 | 1140.5408
| 2439.6215 | 1140.5408
| 2439.5438 | 1140.5408
| 2439.4309 | 1140.5408
| 2439.3433 | 1140.5408
| 2439.2203 | 1140.5408
| 2439.0827 | 1140.5408
| 2439.0016 | 1140.5408
| 2438.8648 | 1140.5408
| 2438.8011 | 1140.5408
| 2438.6943 | 1140.5408
| 2438.6107 | 1140.5408
| 2438.4989 | 1140.5408
| 2438.4175 | 1140.5408
| 2438.3013 | 1140.5408
| 2438.1358 | 1140.5408
| 2438.0386 | 1140.5408
| 2437.9084 | 1140.5408
| 2437.8382 | 1140.5408
| 2437.7341 | 1140.5408
| 2437.5986 | 1140.5408
| 2437.4934 | 1140.5408
| 2437.3852 | 1140.5408
| 2437.2899 | 1140.5408
| 2437.1571 | 1140.5408
| 2437.0655 | 1140.5408
| 2436.9818 | 1140.5408
| 2436.8824 | 1140.5408
| 2436.8064 | 1140.5408
| 2436.7576 | 1140.5408
| 2436.6533 | 1140.5408
| 2436.5631 | 1140.5408
| 2436.4643 | 1140.5408
| 2436.3491 | 1140.5408
| 2436.2266 | 1140.5408
| 2436.1221 | 1140.5408
| 2436.0436 | 1140.5408
| 2435.9258 | 1140.5408
| 2435.843 | 1140.5408
| 2435.7286 | 1140.5408
| 2435.6004 | 1140.5408
| 2435.477 | 1140.5408
| 2435.33 | 1140.5408
| 2435.2294 | 1140.5408
| 2435.1325 | 1140.5408
| 2435.0655 | 1140.5408
| 2434.9575 | 1140.5408
| 2434.7972 | 1140.5408
| 2434.7077 | 1140.5408
| 2434.5952 | 1140.5408
| 2434.5085 | 1140.5408
| 2434.4326 | 1140.5408
| 2434.3345 | 1140.5408
| 2434.1893 | 1140.5408
| 2434.0883 | 1140.5408
| 2433.9752 | 1140.5408
| 2433.8537 | 1140.5408
| 2433.6888 | 1140.5408
| 2433.5409 | 1140.5408
| 2433.4593 | 1140.5408
| 2433.3013 | 1140.5408
| 2433.1772 | 1140.5408
| 2433.0982 | 1140.5408
| 2433.0065 | 1140.5408
| 2432.8728 | 1140.5408
| 2432.7279 | 1140.5408
| 2432.6047 | 1140.5408
| 2432.4615 | 1140.5408
| 2432.3809 | 1140.5408
| 2432.2897 | 1140.5408
| 2432.2146 | 1140.5408
| 2432.123 | 1140.5408
| 2431.9297 | 1140.5408
| 2431.7644 | 1140.5408
| 2431.6421 | 1140.5408
| 2431.4962 | 1140.5408
| 2431.3764 | 1140.5408
| 2431.2783 | 1140.5408
| 2431.2045 | 1140.5408
| 2431.1307 | 1140.5408
| 2431.0542 | 1140.5408
| 2430.9595 | 1140.5408
| 2430.8392 | 1140.5408
| 2430.7438 | 1140.5408
| 2430.6677 | 1140.5408
| 2430.4485 | 1140.5408
| 2430.3842 | 1140.5408
| 2430.3031 | 1140.5408
| 2430.1919 | 1140.5408
| 2430.0312 | 1140.5408
| 2429.9582 | 1140.5408
| 2429.875 | 1140.5408
| 2429.7726 | 1140.5408
| 2429.6664 | 1140.5408
| 2429.5317 | 1140.5408
| 2429.4412 | 1140.5408
| 2429.2773 | 1140.5408
| 2429.1608 | 1140.5408
| 2429.0981 | 1140.5408
| 2429.0321 | 1140.5408
| 2428.9269 | 1140.5408
| 2428.7046 | 1140.5408
| 2428.6013 | 1140.5408
| 2428.5002 | 1140.5408
| 2428.4375 | 1140.5408
| 2428.3023 | 1140.5408
| 2428.1841 | 1140.5408
| 2428.0676 | 1140.5408
| 2427.9096 | 1140.5408
| 2427.7711 | 1140.5408
| 2427.5989 | 1140.5408
| 2427.5464 | 1140.5408
| 2427.4435 | 1140.5408
| 2427.391 | 1140.5408
| 2427.2769 | 1140.5408
| 2427.1752 | 1140.5408
| 2427.0761 | 1140.5408
| 2426.9653 | 1140.5408
| 2426.8276 | 1140.5408
| 2426.7436 | 1140.5408
| 2426.628 | 1140.5408
| 2426.5393 | 1140.5408
| 2426.3642 | 1140.5408
| 2426.2475 | 1140.5408
| 2426.1436 | 1140.5408
| 2425.9899 | 1140.5408
| 2425.8509 | 1140.5408
| 2425.8039 | 1140.5408
| 2425.6994 | 1140.5408
| 2425.6112 | 1140.5408
| 2425.519 | 1140.5408
| 2425.4299 | 1140.5408
| 2425.2834 | 1140.5408
| 2425.1658 | 1140.5408
| 2425.0465 | 1140.5408
| 2424.9066 | 1140.5408
| 2424.7738 | 1140.5408
| 2424.7078 | 1140.5408
| 2424.6064 | 1140.5408
| 2424.5187 | 1140.5408
| 2424.4209 | 1140.5408
| 2424.3171 | 1140.5408
| 2424.2463 | 1140.5408
| 2424.1386 | 1140.5408
| 2424.0525 | 1140.5408
| 2423.9426 | 1140.5408
| 2423.8113 | 1140.5408
| 2423.7153 | 1140.5408
| 2423.5892 | 1140.5408
| 2423.4706 | 1140.5408
| 2423.4185 | 1140.5408
| 2423.3199 | 1140.5408
| 2423.2084 | 1140.5408
| 2423.0841 | 1140.5408
| 2423.0022 | 1140.5408
| 2422.893 | 1140.5408
| 2422.7973 | 1140.5408
| 2422.6392 | 1140.5408
| 2422.5424 | 1140.5408
| 2422.4417 | 1140.5408
| 2422.309 | 1140.5408
| 2422.1916 | 1140.5408
| 2422.0514 | 1140.5408
| 2421.8966 | 1140.5408
| 2421.7568 | 1140.5408
| 2421.5811 | 1140.5408
| 2421.451 | 1140.5408
| 2421.378 | 1140.5408
| 2421.2927 | 1140.5408
| 2421.1635 | 1140.5408
| 2421.0356 | 1140.5408
| 2420.9254 | 1140.5408
| 2420.8017 | 1140.5408
| 2420.7315 | 1140.5408
| 2420.6171 | 1140.5408
| 2420.4647 | 1140.5408
| 2420.3634 | 1140.5408
| 2420.2617 | 1140.5408
| 2420.1448 | 1140.5408
| 2420.0401 | 1140.5408
| 2419.9206 | 1140.5408
| 2419.8003 | 1140.5408
| 2419.711 | 1140.5408
| 2419.5768 | 1140.5408
| 2419.4804 | 1140.5408
| 2419.3594 | 1140.5408
| 2419.2436 | 1140.5408
| 2419.1296 | 1140.5408
| 2419.0125 | 1140.5408
| 2418.9452 | 1140.5408
| 2418.8597 | 1140.5408
| 2418.7942 | 1140.5408
| 2418.6629 | 1140.5408
| 2418.5148 | 1140.5408
| 2418.386 | 1140.5408
| 2418.2405 | 1140.5408
| 2418.129 | 1140.5408
| 2417.9829 | 1140.5408
| 2417.8809 | 1140.5408
| 2417.7327 | 1140.5408
| 2417.5835 | 1140.5408
| 2417.499 | 1140.5408
| 2417.3902 | 1140.5408
| 2417.2198 | 1140.5408
| 2417.1436 | 1140.5408
| 2417.0456 | 1140.5408
| 2416.9654 | 1140.5408
| 2416.8617 | 1140.5408
| 2416.7394 | 1140.5408
| 2416.6492 | 1140.5408
| 2416.572 | 1140.5408
| 2416.4618 | 1140.5408
| 2416.3316 | 1140.5408
| 2416.2637 | 1140.5408
| 2416.1894 | 1140.5408
| 2416.1196 | 1140.5408
| 2415.9919 | 1140.5408
| 2415.895 | 1140.5408
| 2415.8009 | 1140.5408
| 2415.7298 | 1140.5408
| 2415.6002 | 1140.5408
| 2415.5183 | 1140.5408
| 2415.4689 | 1140.5408
| 2415.3592 | 1140.5408
| 2415.2669 | 1140.5408
| 2415.2066 | 1140.5408
| 2415.034 | 1140.5408
| 2414.9526 | 1140.5408
| 2414.8398 | 1140.5408
| 2414.7387 | 1140.5408
| 2414.6618 | 1140.5408
| 2414.5917 | 1140.5408
| 2414.4631 | 1140.5408
| 2414.3501 | 1140.5408
| 2414.287 | 1140.5408
| 2414.183 | 1140.5408
| 2414.0714 | 1140.5408
| 2413.9819 | 1140.5408
| 2413.8766 | 1140.5408
| 2413.8173 | 1140.5408
| 2413.7483 | 1140.5408
| 2413.6525 | 1140.5408
| 2413.5436 | 1140.5408
| 2413.4329 | 1140.5408
| 2413.2791 | 1140.5408
| 2413.1912 | 1140.5408
| 2413.0909 | 1140.5408
| 2412.9979 | 1140.5408
| 2412.9276 | 1140.5408
| 2412.8277 | 1140.5408
| 2412.7224 | 1140.5408
| 2412.618 | 1140.5408
| 2412.4612 | 1140.5408
| 2412.3584 | 1140.5408
| 2412.1745 | 1140.5408
| 2412.0014 | 1140.5408
| 2411.9371 | 1140.5408
| 2411.8138 | 1140.5408
| 2411.7535 | 1140.5408
| 2411.6887 | 1140.5408
| 2411.6267 | 1140.5408
| 2411.4662 | 1140.5408
| 2411.391 | 1140.5408
| 2411.3134 | 1140.5408
| 2411.2168 | 1140.5408
| 2411.1221 | 1140.5408
| 2411.0288 | 1140.5408
| 2410.9705 | 1140.5408
| 2410.8573 | 1140.5408
| 2410.7843 | 1140.5408
| 2410.6447 | 1140.5408
| 2410.5508 | 1140.5408
| 2410.4968 | 1140.5408
| 2410.3188 | 1140.5408
| 2410.1569 | 1140.5408
| 2410.0533 | 1140.5408
| 2409.9572 | 1140.5408
| 2409.8162 | 1140.5408
| 2409.7679 | 1140.5408
| 2409.6219 | 1140.5408
| 2409.5037 | 1140.5408
| 2409.397 | 1140.5408
| 2409.2354 | 1140.5408
| 2409.123 | 1140.5408
| 2408.998 | 1140.5408
| 2408.8908 | 1140.5408
| 2408.7485 | 1140.5408
| 2408.6439 | 1140.5408
| 2408.535 | 1140.5408
| 2408.471 | 1140.5408
| 2408.3225 | 1140.5408
| 2408.247 | 1140.5408
| 2408.1207 | 1140.5408
| 2408.0314 | 1140.5408
| 2407.9248 | 1140.5408
| 2407.8361 | 1140.5408
| 2407.7093 | 1140.5408
| 2407.5347 | 1140.5408
| 2407.4616 | 1140.5408
| 2407.3129 | 1140.5408
| 2407.1211 | 1140.5408
| 2406.9945 | 1140.5408
| 2406.8748 | 1140.5408
| 2406.7713 | 1140.5408
| 2406.671 | 1140.5408
| 2406.5068 | 1140.5408
| 2406.3673 | 1140.5408
| 2406.2442 | 1140.5408
| 2406.0835 | 1140.5408
| 2405.9475 | 1140.5408
| 2405.8414 | 1140.5408
| 2405.7567 | 1140.5408
| 2405.5704 | 1140.5408
| 2405.4498 | 1140.5408
| 2405.3042 | 1140.5408
| 2405.197 | 1140.5408
| 2405.1167 | 1140.5408
| 2405.0291 | 1140.5408
| 2404.9519 | 1140.5408
| 2404.7993 | 1140.5408
| 2404.686 | 1140.5408
| 2404.5865 | 1140.5408
| 2404.4173 | 1140.5408
| 2404.2914 | 1140.5408
| 2404.1695 | 1140.5408
| 2403.9831 | 1140.5408
| 2403.8224 | 1140.5408
| 2403.7587 | 1140.5408
| 2403.6844 | 1140.5408
| 2403.5151 | 1140.5408
| 2403.3946 | 1140.5408
| 2403.2777 | 1140.5408
| 2403.1589 | 1140.5408
| 2403.052 | 1140.5408
| 2402.9301 | 1140.5408
| 2402.8267 | 1140.5408
| 2402.7632 | 1140.5408
| 2402.7014 | 1140.5408
| 2402.5685 | 1140.5408
| 2402.4876 | 1140.5408
| 2402.3625 | 1140.5408
| 2402.2718 | 1140.5408
| 2402.1948 | 1140.5408
| 2402.0659 | 1140.5408
| 2401.9763 | 1140.5408
| 2401.8674 | 1140.5408
| 2401.7344 | 1140.5408
| 2401.6303 | 1140.5408
| 2401.52 | 1140.5408
| 2401.4101 | 1140.5408
| 2401.2442 | 1140.5408
| 2401.1012 | 1140.5408
| 2401.0056 | 1140.5408
| 2400.9033 | 1140.5408
| 2400.8112 | 1140.5408
| 2400.6743 | 1140.5408
| 2400.499 | 1140.5408
| 2400.3897 | 1140.5408
| 2400.262 | 1140.5408
| 2400.1728 | 1140.5408
| 2400.0627 | 1140.5408
| 2399.9706 | 1140.5408
| 2399.8922 | 1140.5408
| 2399.797 | 1140.5408
| 2399.6642 | 1140.5408
| 2399.5441 | 1140.5408
| 2399.4591 | 1140.5408
| 2399.3078 | 1140.5408
| 2399.1591 | 1140.5408
| 2399.0938 | 1140.5408
| 2398.9431 | 1140.5408
| 2398.8188 | 1140.5408
| 2398.7419 | 1140.5408
| 2398.6417 | 1140.5408
| 2398.4968 | 1140.5408
| 2398.3977 | 1140.5408
| 2398.2533 | 1140.5408
| 2398.1579 | 1140.5408
| 2398.0651 | 1140.5408
| 2397.9619 | 1140.5408
| 2397.8559 | 1140.5408
| 2397.7416 | 1140.5408
| 2397.6771 | 1140.5408
| 2397.5593 | 1140.5408
| 2397.4619 | 1140.5408
| 2397.3393 | 1140.5408
| 2397.2229 | 1140.5408
| 2397.1432 | 1140.5408
| 2397.0281 | 1140.5408
| 2396.9128 | 1140.5408
| 2396.8274 | 1140.5408
| 2396.6884 | 1140.5408
| 2396.499 | 1140.5408
| 2396.4248 | 1140.5408
| 2396.2501 | 1140.5408
| 2396.1648 | 1140.5408
| 2396.018 | 1140.5408
| 2395.8866 | 1140.5408
| 2395.8227 | 1140.5408
| 2395.6483 | 1140.5408
| 2395.4929 | 1140.5408
| 2395.4379 | 1140.5408
| 2395.3635 | 1140.5408
| 2395.2924 | 1140.5408
| 2395.1573 | 1140.5408
| 2395.0657 | 1140.5408
| 2394.9503 | 1140.5408
| 2394.8127 | 1140.5408
| 2394.6326 | 1140.5408
| 2394.5355 | 1140.5408
| 2394.4299 | 1140.5408
| 2394.3248 | 1140.5408
| 2394.1901 | 1140.5408
| 2394.0557 | 1140.5408
| 2393.9814 | 1140.5408
| 2393.9182 | 1140.5408
| 2393.766 | 1140.5408
| 2393.6938 | 1140.5408
| 2393.5658 | 1140.5408
| 2393.4257 | 1140.5408
| 2393.2765 | 1140.5408
| 2393.1014 | 1140.5408
| 2392.9742 | 1140.5408
| 2392.8285 | 1140.5408
| 2392.7316 | 1140.5408
| 2392.6232 | 1140.5408
| 2392.5397 | 1140.5408
| 2392.4602 | 1140.5408
| 2392.4001 | 1140.5408
| 2392.2451 | 1140.5408
| 2392.1265 | 1140.5408
| 2392.0043 | 1140.5408
| 2391.935 | 1140.5408
| 2391.7598 | 1140.5408
| 2391.6739 | 1140.5408
| 2391.5473 | 1140.5408
| 2391.4073 | 1140.5408
| 2391.2967 | 1140.5408
| 2391.1723 | 1140.5408
| 2391.1017 | 1140.5408
| 2390.9631 | 1140.5408
| 2390.8208 | 1140.5408
| 2390.7121 | 1140.5408
| 2390.6507 | 1140.5408
| 2390.567 | 1140.5408
| 2390.4549 | 1140.5408
| 2390.3299 | 1140.5408
| 2390.2181 | 1140.5408
| 2390.1223 | 1140.5408
| 2389.9516 | 1140.5408
| 2389.8487 | 1140.5408
| 2389.7438 | 1140.5408
| 2389.658 | 1140.5408
| 2389.5284 | 1140.5408
| 2389.4022 | 1140.5408
| 2389.3063 | 1140.5408
| 2389.1965 | 1140.5408
| 2389.0488 | 1140.5408
| 2388.9364 | 1140.5408
| 2388.8682 | 1140.5408
| 2388.7791 | 1140.5408
| 2388.6938 | 1140.5408
| 2388.5821 | 1140.5408
| 2388.48 | 1140.5408
| 2388.3871 | 1140.5408
| 2388.2695 | 1140.5408
| 2388.1366 | 1140.5408
| 2388.0067 | 1140.5408
| 2387.9262 | 1140.5408
| 2387.8709 | 1140.5408
| 2387.7479 | 1140.5408
| 2387.6349 | 1140.5408
| 2387.5566 | 1140.5408
| 2387.4439 | 1140.5408
| 2387.3881 | 1140.5408
| 2387.2567 | 1140.5408
| 2387.1942 | 1140.5408
| 2387.0327 | 1140.5408
| 2386.8849 | 1140.5408
| 2386.8087 | 1140.5408
| 2386.6847 | 1140.5408
| 2386.5395 | 1140.5408
| 2386.369 | 1140.5408
| 2386.218 | 1140.5408
| 2386.1285 | 1140.5408
| 2386.071 | 1140.5408
| 2385.9604 | 1140.5408
| 2385.8653 | 1140.5408
| 2385.7966 | 1140.5408
| 2385.7346 | 1140.5408
| 2385.6211 | 1140.5408
| 2385.5125 | 1140.5408
| 2385.4528 | 1140.5408
| 2385.3009 | 1140.5408
| 2385.2054 | 1140.5408
| 2385.1093 | 1140.5408
| 2385.0426 | 1140.5408
| 2384.9219 | 1140.5408
| 2384.8632 | 1140.5408
| 2384.7934 | 1140.5408
| 2384.6995 | 1140.5408
| 2384.6122 | 1140.5408
| 2384.505 | 1140.5408
| 2384.3293 | 1140.5408
| 2384.2335 | 1140.5408
| 2384.1475 | 1140.5408
| 2384.0138 | 1140.5408
| 2383.947 | 1140.5408
| 2383.8549 | 1140.5408
| 2383.6625 | 1140.5408
| 2383.568 | 1140.5408
| 2383.4422 | 1140.5408
| 2383.2772 | 1140.5408
| 2383.1398 | 1140.5408
| 2383.0376 | 1140.5408
| 2382.9232 | 1140.5408
| 2382.7939 | 1140.5408
| 2382.6931 | 1140.5408
| 2382.5709 | 1140.5408
| 2382.5148 | 1140.5408
| 2382.3743 | 1140.5408
| 2382.2232 | 1140.5408
| 2382.0856 | 1140.5408
| 2381.9501 | 1140.5408
| 2381.8186 | 1140.5408
| 2381.6357 | 1140.5408
| 2381.5908 | 1140.5408
| 2381.4386 | 1140.5408
| 2381.3799 | 1140.5408
| 2381.2933 | 1140.5408
| 2381.1964 | 1140.5408
| 2381.1309 | 1140.5408
| 2380.947 | 1140.5408
| 2380.8754 | 1140.5408
| 2380.7568 | 1140.5408
| 2380.6671 | 1140.5408
| 2380.5516 | 1140.5408
| 2380.4806 | 1140.5408
| 2380.3622 | 1140.5408
| 2380.2293 | 1140.5408
| 2380.1107 | 1140.5408
| 2379.994 | 1140.5408
| 2379.8847 | 1140.5408
| 2379.8066 | 1140.5408
| 2379.7006 | 1140.5408
| 2379.5933 | 1140.5408
| 2379.4904 | 1140.5408
| 2379.3763 | 1140.5408
| 2379.2384 | 1140.5408
| 2379.1809 | 1140.5408
| 2379.0839 | 1140.5408
| 2378.958 | 1140.5408
| 2378.9085 | 1140.5408
| 2378.8122 | 1140.5408
| 2378.6841 | 1140.5408
| 2378.5273 | 1140.5408
| 2378.4032 | 1140.5408
| 2378.2988 | 1140.5408
| 2378.181 | 1140.5408
| 2378.0187 | 1140.5408
| 2377.9294 | 1140.5408
| 2377.8342 | 1140.5408
| 2377.7584 | 1140.5408
| 2377.6577 | 1140.5408
| 2377.5315 | 1140.5408
| 2377.4505 | 1140.5408
| 2377.365 | 1140.5408
| 2377.2847 | 1140.5408
| 2377.1588 | 1140.5408
| 2377.0499 | 1140.5408
| 2376.9265 | 1140.5408
| 2376.7895 | 1140.5408
| 2376.6918 | 1140.5408
| 2376.6333 | 1140.5408
| 2376.4915 | 1140.5408
| 2376.4337 | 1140.5408
| 2376.3358 | 1140.5408
| 2376.2302 | 1140.5408
| 2376.1306 | 1140.5408
| 2376.0261 | 1140.5408
| 2375.897 | 1140.5408
| 2375.8187 | 1140.5408
| 2375.7056 | 1140.5408
| 2375.6106 | 1140.5408
| 2375.5369 | 1140.5408
| 2375.4803 | 1140.5408
| 2375.3903 | 1140.5408
| 2375.3293 | 1140.5408
| 2375.1924 | 1140.5408
| 2375.0966 | 1140.5408
| 2374.9591 | 1140.5408
| 2374.8403 | 1140.5408
| 2374.7603 | 1140.5408
| 2374.6352 | 1140.5408
| 2374.5471 | 1140.5408
| 2374.4429 | 1140.5408
| 2374.356 | 1140.5408
| 2374.2114 | 1140.5408
| 2374.0769 | 1140.5408
| 2373.994 | 1140.5408
| 2373.8697 | 1140.5408
| 2373.7242 | 1140.5408
| 2373.5838 | 1140.5408
| 2373.4681 | 1140.5408
| 2373.4021 | 1140.5408
| 2373.18 | 1140.5408
| 2373.0289 | 1140.5408
| 2372.9611 | 1140.5408
| 2372.8383 | 1140.5408
| 2372.7077 | 1140.5408
| 2372.6216 | 1140.5408
| 2372.5392 | 1140.5408
| 2372.4497 | 1140.5408
| 2372.3759 | 1140.5408
| 2372.2736 | 1140.5408
| 2372.1971 | 1140.5408
| 2372.0656 | 1140.5408
| 2371.9694 | 1140.5408
| 2371.8497 | 1140.5408
| 2371.7564 | 1140.5408
| 2371.6082 | 1140.5408
| 2371.4402 | 1140.5408
| 2371.3134 | 1140.5408
| 2371.2211 | 1140.5408
| 2371.1131 | 1140.5408
| 2370.9508 | 1140.5408
| 2370.8236 | 1140.5408
| 2370.7031 | 1140.5408
| 2370.629 | 1140.5408
| 2370.546 | 1140.5408
| 2370.3876 | 1140.5408
| 2370.2296 | 1140.5408
| 2370.0805 | 1140.5408
| 2369.9805 | 1140.5408
| 2369.8761 | 1140.5408
| 2369.7897 | 1140.5408
| 2369.6414 | 1140.5408
| 2369.5229 | 1140.5408
| 2369.3627 | 1140.5408
| 2369.2963 | 1140.5408
| 2369.1237 | 1140.5408
| 2368.9692 | 1140.5408
| 2368.7619 | 1140.5408
| 2368.6347 | 1140.5408
| 2368.5154 | 1140.5408
| 2368.389 | 1140.5408
| 2368.2943 | 1140.5408
| 2368.2112 | 1140.5408
| 2368.1172 | 1140.5408
| 2368.0794 | 1140.5408
| 2368.0136 | 1140.5408
| 2367.9254 | 1140.5408
| 2367.8365 | 1140.5408
| 2367.7598 | 1140.5408
| 2367.6856 | 1140.5408
| 2367.5787 | 1140.5408
| 2367.5147 | 1140.5408
| 2367.4386 | 1140.5408
| 2367.3195 | 1140.5408
| 2367.2331 | 1140.5408
| 2367.1198 | 1140.5408
| 2367.0264 | 1140.5408
| 2366.9177 | 1140.5408
| 2366.8301 | 1140.5408
| 2366.704 | 1140.5408
| 2366.6012 | 1140.5408
| 2366.4938 | 1140.5408
| 2366.4243 | 1140.5408
| 2366.2817 | 1140.5408
| 2366.1437 | 1140.5408
| 2366.0063 | 1140.5408
| 2365.9126 | 1140.5408
| 2365.7978 | 1140.5408
| 2365.7445 | 1140.5408
| 2365.6259 | 1140.5408
| 2365.4711 | 1140.5408
| 2365.3704 | 1140.5408
| 2365.2892 | 1140.5408
| 2365.1786 | 1140.5408
| 2365.0348 | 1140.5408
| 2364.9312 | 1140.5408
| 2364.7808 | 1140.5408
| 2364.6923 | 1140.5408
| 2364.5282 | 1140.5408
| 2364.4159 | 1140.5408
| 2364.357 | 1140.5408
| 2364.2848 | 1140.5408
| 2364.1964 | 1140.5408
| 2364.0587 | 1140.5408
| 2363.927 | 1140.5408
| 2363.8407 | 1140.5408
| 2363.7247 | 1140.5408
| 2363.5899 | 1140.5408
| 2363.4785 | 1140.5408
| 2363.3757 | 1140.5408
| 2363.2747 | 1140.5408
| 2363.2078 | 1140.5408
| 2363.1027 | 1140.5408
| 2362.9798 | 1140.5408
| 2362.9009 | 1140.5408
| 2362.7488 | 1140.5408
| 2362.618 | 1140.5408
| 2362.4609 | 1140.5408
| 2362.285 | 1140.5408
| 2362.1606 | 1140.5408
| 2362.0098 | 1140.5408
| 2361.8585 | 1140.5408
| 2361.7213 | 1140.5408
| 2361.6587 | 1140.5408
| 2361.5306 | 1140.5408
| 2361.4293 | 1140.5408
| 2361.3309 | 1140.5408
| 2361.2825 | 1140.5408
| 2361.202 | 1140.5408
| 2361.1223 | 1140.5408
| 2361.0734 | 1140.5408
| 2360.9775 | 1140.5408
| 2360.8693 | 1140.5408
| 2360.7926 | 1140.5408
| 2360.6235 | 1140.5408
| 2360.5378 | 1140.5408
| 2360.3894 | 1140.5408
| 2360.3163 | 1140.5408
| 2360.2102 | 1140.5408
| 2360.1337 | 1140.5408
| 2360.0189 | 1140.5408
| 2359.9182 | 1140.5408
| 2359.8522 | 1140.5408
| 2359.749 | 1140.5408
| 2359.6452 | 1140.5408
| 2359.4904 | 1140.5408
| 2359.3987 | 1140.5408
| 2359.2894 | 1140.5408
| 2359.119 | 1140.5408
| 2359.0104 | 1140.5408
| 2358.9251 | 1140.5408
| 2358.791 | 1140.5408
| 2358.6755 | 1140.5408
| 2358.5518 | 1140.5408
| 2358.429 | 1140.5408
| 2358.3444 | 1140.5408
| 2358.2528 | 1140.5408
| 2358.1401 | 1140.5408
| 2357.9815 | 1140.5408
| 2357.926 | 1140.5408
| 2357.863 | 1140.5408
| 2357.7741 | 1140.5408
| 2357.6426 | 1140.5408
| 2357.5521 | 1140.5408
| 2357.3719 | 1140.5408
| 2357.3101 | 1140.5408
| 2357.2145 | 1140.5408
| 2357.1243 | 1140.5408
| 2357.0178 | 1140.5408
| 2356.9266 | 1140.5408
| 2356.7951 | 1140.5408
| 2356.6628 | 1140.5408
| 2356.534 | 1140.5408
| 2356.4333 | 1140.5408
| 2356.3367 | 1140.5408
| 2356.2463 | 1140.5408
| 2356.0993 | 1140.5408
| 2356.0083 | 1140.5408
| 2355.9313 | 1140.5408
| 2355.8448 | 1140.5408
| 2355.7633 | 1140.5408
| 2355.623 | 1140.5408
| 2355.5292 | 1140.5408
| 2355.4064 | 1140.5408
| 2355.3572 | 1140.5408
| 2355.2792 | 1140.5408
| 2355.1976 | 1140.5408
| 2355.0725 | 1140.5408
| 2354.975 | 1140.5408
| 2354.878 | 1140.5408
| 2354.7976 | 1140.5408
| 2354.7205 | 1140.5408
| 2354.6396 | 1140.5408
| 2354.5324 | 1140.5408
| 2354.4166 | 1140.5408
| 2354.3079 | 1140.5408
| 2354.198 | 1140.5408
| 2354.054 | 1140.5408
| 2353.9671 | 1140.5408
| 2353.8758 | 1140.5408
| 2353.7752 | 1140.5408
| 2353.638 | 1140.5408
| 2353.5469 | 1140.5408
| 2353.4619 | 1140.5408
| 2353.3242 | 1140.5408
| 2353.2005 | 1140.5408
| 2353.1098 | 1140.5408
| 2352.9944 | 1140.5408
| 2352.8984 | 1140.5408
| 2352.8079 | 1140.5408
| 2352.6242 | 1140.5408
| 2352.4994 | 1140.5408
| 2352.3758 | 1140.5408
| 2352.3041 | 1140.5408
| 2352.2157 | 1140.5408
| 2352.1184 | 1140.5408
| 2352.0439 | 1140.5408
| 2351.9318 | 1140.5408
| 2351.8701 | 1140.5408
| 2351.8184 | 1140.5408
| 2351.7504 | 1140.5408
| 2351.6287 | 1140.5408
| 2351.5714 | 1140.5408
| 2351.4595 | 1140.5408
| 2351.3747 | 1140.5408
| 2351.2746 | 1140.5408
| 2351.1822 | 1140.5408
| 2351.0831 | 1140.5408
| 2350.9044 | 1140.5408
| 2350.841 | 1140.5408
| 2350.7407 | 1140.5408
| 2350.6817 | 1140.5408
| 2350.6026 | 1140.5408
| 2350.5226 | 1140.5408
| 2350.4714 | 1140.5408
| 2350.3693 | 1140.5408
| 2350.274 | 1140.5408
| 2350.188 | 1140.5408
| 2350.1204 | 1140.5408
| 2349.95 | 1140.5408
| 2349.8333 | 1140.5408
| 2349.7068 | 1140.5408
| 2349.6091 | 1140.5408
| 2349.515 | 1140.5408
| 2349.3948 | 1140.5408
| 2349.2712 | 1140.5408
| 2349.1539 | 1140.5408
| 2349.0784 | 1140.5408
| 2348.97 | 1140.5408
| 2348.7946 | 1140.5408
| 2348.7421 | 1140.5408
| 2348.6755 | 1140.5408
| 2348.5818 | 1140.5408
| 2348.4672 | 1140.5408
| 2348.3469 | 1140.5408
| 2348.2815 | 1140.5408
| 2348.201 | 1140.5408
| 2348.1008 | 1140.5408
| 2348.0393 | 1140.5408
| 2347.9327 | 1140.5408
| 2347.8346 | 1140.5408
| 2347.7503 | 1140.5408
| 2347.6564 | 1140.5408
| 2347.514 | 1140.5408
| 2347.4086 | 1140.5408
| 2347.2891 | 1140.5408
| 2347.1925 | 1140.5408
| 2347.1011 | 1140.5408
| 2346.9794 | 1140.5408
| 2346.8951 | 1140.5408
| 2346.7935 | 1140.5408
| 2346.709 | 1140.5408
| 2346.5771 | 1140.5408
| 2346.4391 | 1140.5408
| 2346.33 | 1140.5408
| 2346.2771 | 1140.5408
| 2346.1762 | 1140.5408
| 2346.0556 | 1140.5408
| 2345.962 | 1140.5408
| 2345.8698 | 1140.5408
| 2345.7331 | 1140.5408
| 2345.685 | 1140.5408
| 2345.5429 | 1140.5408
| 2345.4636 | 1140.5408
| 2345.3776 | 1140.5408
| 2345.3007 | 1140.5408
| 2345.2009 | 1140.5408
| 2345.0819 | 1140.5408
| 2345.0202 | 1140.5408
| 2344.843 | 1140.5408
| 2344.7315 | 1140.5408
| 2344.6152 | 1140.5408
| 2344.5562 | 1140.5408
| 2344.4703 | 1140.5408
| 2344.4041 | 1140.5408
| 2344.3308 | 1140.5408
| 2344.2569 | 1140.5408
| 2344.1649 | 1140.5408
| 2344.0078 | 1140.5408
| 2343.8778 | 1140.5408
| 2343.7046 | 1140.5408
| 2343.6152 | 1140.5408
| 2343.5302 | 1140.5408
| 2343.4105 | 1140.5408
| 2343.2553 | 1140.5408
| 2343.1899 | 1140.5408
| 2343.1106 | 1140.5408
| 2342.9684 | 1140.5408
| 2342.8839 | 1140.5408
| 2342.7734 | 1140.5408
| 2342.6706 | 1140.5408
| 2342.6119 | 1140.5408
| 2342.4211 | 1140.5408
| 2342.3402 | 1140.5408
| 2342.2565 | 1140.5408
| 2342.1476 | 1140.5408
| 2342.047 | 1140.5408
| 2341.9642 | 1140.5408
| 2341.8167 | 1140.5408
| 2341.7156 | 1140.5408
| 2341.6168 | 1140.5408
| 2341.5259 | 1140.5408
| 2341.4236 | 1140.5408
| 2341.3445 | 1140.5408
| 2341.2079 | 1140.5408
| 2341.1358 | 1140.5408
| 2341.0443 | 1140.5408
| 2340.9292 | 1140.5408
| 2340.8085 | 1140.5408
| 2340.6986 | 1140.5408
| 2340.5968 | 1140.5408
| 2340.4566 | 1140.5408
| 2340.3715 | 1140.5408
| 2340.2553 | 1140.5408
| 2340.1378 | 1140.5408
| 2339.961 | 1140.5408
| 2339.8534 | 1140.5408
| 2339.7899 | 1140.5408
| 2339.6925 | 1140.5408
| 2339.5878 | 1140.5408
| 2339.4822 | 1140.5408
| 2339.4086 | 1140.5408
| 2339.3006 | 1140.5408
| 2339.2078 | 1140.5408
| 2339.0853 | 1140.5408
| 2338.9385 | 1140.5408
| 2338.8547 | 1140.5408
| 2338.7909 | 1140.5408
| 2338.6973 | 1140.5408
| 2338.6177 | 1140.5408
| 2338.4725 | 1140.5408
| 2338.3672 | 1140.5408
| 2338.2194 | 1140.5408
| 2338.1022 | 1140.5408
| 2337.9971 | 1140.5408
| 2337.9006 | 1140.5408
| 2337.8101 | 1140.5408
| 2337.6464 | 1140.5408
| 2337.561 | 1140.5408
| 2337.421 | 1140.5408
| 2337.3007 | 1140.5408
| 2337.2094 | 1140.5408
| 2337.1269 | 1140.5408
| 2337.004 | 1140.5408
| 2336.8858 | 1140.5408
| 2336.7852 | 1140.5408
| 2336.6581 | 1140.5408
| 2336.5687 | 1140.5408
| 2336.4969 | 1140.5408
| 2336.4172 | 1140.5408
| 2336.3185 | 1140.5408
| 2336.1989 | 1140.5408
| 2336.0627 | 1140.5408
| 2336.0041 | 1140.5408
| 2335.9282 | 1140.5408
| 2335.8717 | 1140.5408
| 2335.7611 | 1140.5408
| 2335.6974 | 1140.5408
| 2335.612 | 1140.5408
| 2335.5436 | 1140.5408
| 2335.4219 | 1140.5408
| 2335.3364 | 1140.5408
| 2335.2345 | 1140.5408
| 2335.1588 | 1140.5408
| 2335.0558 | 1140.5408
| 2334.9366 | 1140.5408
| 2334.8185 | 1140.5408
| 2334.7168 | 1140.5408
| 2334.5865 | 1140.5408
| 2334.4788 | 1140.5408
| 2334.333 | 1140.5408
| 2334.2383 | 1140.5408
| 2334.1683 | 1140.5408
| 2334.0953 | 1140.5408
| 2334.0128 | 1140.5408
| 2333.9652 | 1140.5408
| 2333.9236 | 1140.5408
| 2333.8174 | 1140.5408
| 2333.7425 | 1140.5408
| 2333.6797 | 1140.5408
| 2333.5949 | 1140.5408
| 2333.5021 | 1140.5408
| 2333.3924 | 1140.5408
| 2333.2879 | 1140.5408
| 2333.1597 | 1140.5408
| 2333.0792 | 1140.5408
| 2332.9872 | 1140.5408
| 2332.8985 | 1140.5408
| 2332.7956 | 1140.5408
| 2332.707 | 1140.5408
| 2332.6166 | 1140.5408
| 2332.4971 | 1140.5408
| 2332.4439 | 1140.5408
| 2332.3519 | 1140.5408
| 2332.2027 | 1140.5408
| 2332.1546 | 1140.5408
| 2332.0709 | 1140.5408
| 2331.8987 | 1140.5408
| 2331.8087 | 1140.5408
| 2331.6918 | 1140.5408
| 2331.6119 | 1140.5408
| 2331.5291 | 1140.5408
| 2331.4636 | 1140.5408
| 2331.2985 | 1140.5408
| 2331.2198 | 1140.5408
| 2331.1552 | 1140.5408
| 2331.0438 | 1140.5408
| 2330.9386 | 1140.5408
| 2330.8925 | 1140.5408
| 2330.8518 | 1140.5408
| 2330.7449 | 1140.5408
| 2330.6315 | 1140.5408
| 2330.4859 | 1140.5408
| 2330.3214 | 1140.5408
| 2330.2224 | 1140.5408
| 2330.1474 | 1140.5408
| 2330.0286 | 1140.5408
| 2329.8116 | 1140.5408
| 2329.7133 | 1140.5408
| 2329.6004 | 1140.5408
| 2329.4934 | 1140.5408
| 2329.4098 | 1140.5408
| 2329.3493 | 1140.5408
| 2329.2632 | 1140.5408
| 2329.1458 | 1140.5408
| 2329.0343 | 1140.5408
| 2328.9785 | 1140.5408
| 2328.8988 | 1140.5408
| 2328.7784 | 1140.5408
| 2328.6833 | 1140.5408
| 2328.5994 | 1140.5408
| 2328.4959 | 1140.5408
| 2328.3667 | 1140.5408
| 2328.2361 | 1140.5408
| 2328.095 | 1140.5408
| 2327.9707 | 1140.5408
| 2327.867 | 1140.5408
| 2327.6767 | 1140.5408
| 2327.5829 | 1140.5408
| 2327.5219 | 1140.5408
| 2327.4434 | 1140.5408
| 2327.3227 | 1140.5408
| 2327.2233 | 1140.5408
| 2327.1098 | 1140.5408
| 2327.0181 | 1140.5408
| 2326.938 | 1140.5408
| 2326.7984 | 1140.5408
| 2326.6872 | 1140.5408
| 2326.6152 | 1140.5408
| 2326.45 | 1140.5408
| 2326.3568 | 1140.5408
| 2326.2467 | 1140.5408
| 2326.1502 | 1140.5408
| 2326.0597 | 1140.5408
| 2325.9858 | 1140.5408
| 2325.923 | 1140.5408
| 2325.8844 | 1140.5408
| 2325.8159 | 1140.5408
| 2325.7521 | 1140.5408
| 2325.685 | 1140.5408
| 2325.5345 | 1140.5408
| 2325.4382 | 1140.5408
| 2325.3489 | 1140.5408
| 2325.2601 | 1140.5408
| 2325.1442 | 1140.5408
| 2325.0584 | 1140.5408
| 2324.9919 | 1140.5408
| 2324.9104 | 1140.5408
| 2324.8408 | 1140.5408
| 2324.7582 | 1140.5408
| 2324.6808 | 1140.5408
| 2324.5821 | 1140.5408
| 2324.469 | 1140.5408
| 2324.3391 | 1140.5408
| 2324.2226 | 1140.5408
| 2324.0894 | 1140.5408
| 2323.9724 | 1140.5408
| 2323.9275 | 1140.5408
| 2323.8498 | 1140.5408
| 2323.8049 | 1140.5408
| 2323.7136 | 1140.5408
| 2323.6006 | 1140.5408
| 2323.5001 | 1140.5408
| 2323.3715 | 1140.5408
| 2323.2799 | 1140.5408
| 2323.2002 | 1140.5408
| 2323.1183 | 1140.5408
| 2323.0178 | 1140.5408
| 2322.9166 | 1140.5408
| 2322.8054 | 1140.5408
| 2322.7313 | 1140.5408
| 2322.6431 | 1140.5408
| 2322.5626 | 1140.5408
| 2322.4799 | 1140.5408
| 2322.3679 | 1140.5408
| 2322.3036 | 1140.5408
| 2322.2127 | 1140.5408
| 2322.054 | 1140.5408
| 2321.845 | 1140.5408
| 2321.7482 | 1140.5408
| 2321.5936 | 1140.5408
| 2321.5299 | 1140.5408
| 2321.3949 | 1140.5408
| 2321.3463 | 1140.5408
| 2321.223 | 1140.5408
| 2321.1413 | 1140.5408
| 2321.0392 | 1140.5408
| 2320.9518 | 1140.5408
| 2320.8843 | 1140.5408
| 2320.7869 | 1140.5408
| 2320.7156 | 1140.5408
| 2320.621 | 1140.5408
| 2320.5588 | 1140.5408
| 2320.492 | 1140.5408
| 2320.4342 | 1140.5408
| 2320.351 | 1140.5408
| 2320.244 | 1140.5408
| 2320.166 | 1140.5408
| 2320.0578 | 1140.5408
| 2319.9495 | 1140.5408
| 2319.8282 | 1140.5408
| 2319.6971 | 1140.5408
| 2319.5998 | 1140.5408
| 2319.4827 | 1140.5408
| 2319.4174 | 1140.5408
| 2319.3393 | 1140.5408
| 2319.2179 | 1140.5408
| 2319.0917 | 1140.5408
| 2319.0159 | 1140.5408
| 2318.9671 | 1140.5408
| 2318.8982 | 1140.5408
| 2318.7699 | 1140.5408
| 2318.6928 | 1140.5408
| 2318.6194 | 1140.5408
| 2318.5414 | 1140.5408
| 2318.4472 | 1140.5408
| 2318.3633 | 1140.5408
| 2318.248 | 1140.5408
| 2318.1384 | 1140.5408
| 2318.0461 | 1140.5408
| 2317.9421 | 1140.5408
| 2317.838 | 1140.5408
| 2317.7314 | 1140.5408
| 2317.6733 | 1140.5408
| 2317.5231 | 1140.5408
| 2317.3529 | 1140.5408
| 2317.2718 | 1140.5408
| 2317.1363 | 1140.5408
| 2317.018 | 1140.5408
| 2316.9156 | 1140.5408
| 2316.8492 | 1140.5408
| 2316.7309 | 1140.5408
| 2316.6483 | 1140.5408
| 2316.5392 | 1140.5408
| 2316.4228 | 1140.5408
| 2316.3365 | 1140.5408
| 2316.2343 | 1140.5408
| 2316.1211 | 1140.5408
| 2316.0326 | 1140.5408
| 2315.9641 | 1140.5408
| 2315.8689 | 1140.5408
| 2315.7828 | 1140.5408
| 2315.6544 | 1140.5408
| 2315.6058 | 1140.5408
| 2315.5068 | 1140.5408
| 2315.4061 | 1140.5408
| 2315.2946 | 1140.5408
| 2315.2071 | 1140.5408
| 2315.088 | 1140.5408
| 2315.0089 | 1140.5408
| 2314.9051 | 1140.5408
| 2314.838 | 1140.5408
| 2314.7377 | 1140.5408
| 2314.56 | 1140.5408
| 2314.4496 | 1140.5408
| 2314.3756 | 1140.5408
| 2314.2776 | 1140.5408
| 2314.1657 | 1140.5408
| 2314.0769 | 1140.5408
| 2313.9899 | 1140.5408
| 2313.9048 | 1140.5408
| 2313.8085 | 1140.5408
| 2313.6992 | 1140.5408
| 2313.5614 | 1140.5408
| 2313.4751 | 1140.5408
| 2313.3171 | 1140.5408
| 2313.2105 | 1140.5408
| 2313.1261 | 1140.5408
| 2313.0661 | 1140.5408
| 2312.9245 | 1140.5408
| 2312.8269 | 1140.5408
| 2312.7849 | 1140.5408
| 2312.668 | 1140.5408
| 2312.5461 | 1140.5408
| 2312.4557 | 1140.5408
| 2312.3289 | 1140.5408
| 2312.2691 | 1140.5408
| 2312.1689 | 1140.5408
| 2312.0627 | 1140.5408
| 2311.9356 | 1140.5408
| 2311.8453 | 1140.5408
| 2311.7818 | 1140.5408
| 2311.7034 | 1140.5408
| 2311.6132 | 1140.5408
| 2311.4847 | 1140.5408
| 2311.3962 | 1140.5408
| 2311.321 | 1140.5408
| 2311.251 | 1140.5408
| 2311.1099 | 1140.5408
| 2311.0041 | 1140.5408
| 2310.9231 | 1140.5408
| 2310.839 | 1140.5408
| 2310.7217 | 1140.5408
| 2310.6229 | 1140.5408
| 2310.4984 | 1140.5408
| 2310.4008 | 1140.5408
| 2310.2848 | 1140.5408
| 2310.2158 | 1140.5408
| 2310.1125 | 1140.5408
| 2310.0406 | 1140.5408
| 2309.94 | 1140.5408
| 2309.8006 | 1140.5408
| 2309.7007 | 1140.5408
| 2309.5933 | 1140.5408
| 2309.4991 | 1140.5408
| 2309.322 | 1140.5408
| 2309.2243 | 1140.5408
| 2309.1502 | 1140.5408
| 2309.073 | 1140.5408
| 2308.9309 | 1140.5408
| 2308.8636 | 1140.5408
| 2308.6687 | 1140.5408
| 2308.6024 | 1140.5408
| 2308.5243 | 1140.5408
| 2308.464 | 1140.5408
| 2308.3735 | 1140.5408
| 2308.2516 | 1140.5408
| 2308.1482 | 1140.5408
| 2308.0655 | 1140.5408
| 2307.9049 | 1140.5408
| 2307.7602 | 1140.5408
| 2307.6525 | 1140.5408
| 2307.5761 | 1140.5408
| 2307.5064 | 1140.5408
| 2307.3886 | 1140.5408
| 2307.2862 | 1140.5408
| 2307.1736 | 1140.5408
| 2307.0736 | 1140.5408
| 2307.0012 | 1140.5408
| 2306.9277 | 1140.5408
| 2306.7686 | 1140.5408
| 2306.6753 | 1140.5408
| 2306.5418 | 1140.5408
| 2306.466 | 1140.5408
| 2306.3724 | 1140.5408
| 2306.2947 | 1140.5408
| 2306.1656 | 1140.5408
| 2306.107 | 1140.5408
| 2306.0158 | 1140.5408
| 2305.9209 | 1140.5408
| 2305.8326 | 1140.5408
| 2305.7557 | 1140.5408
| 2305.6697 | 1140.5408
| 2305.5808 | 1140.5408
| 2305.4901 | 1140.5408
| 2305.3691 | 1140.5408
| 2305.2404 | 1140.5408
| 2305.1405 | 1140.5408
| 2305.0172 | 1140.5408
| 2304.8755 | 1140.5408
| 2304.8022 | 1140.5408
| 2304.6712 | 1140.5408
| 2304.547 | 1140.5408
| 2304.4957 | 1140.5408
| 2304.4241 | 1140.5408
| 2304.3353 | 1140.5408
| 2304.2269 | 1140.5408
| 2304.1436 | 1140.5408
| 2304.0461 | 1140.5408
| 2303.9031 | 1140.5408
| 2303.7705 | 1140.5408
| 2303.6565 | 1140.5408
| 2303.5569 | 1140.5408
| 2303.4295 | 1140.5408
| 2303.3756 | 1140.5408
| 2303.2764 | 1140.5408
| 2303.1818 | 1140.5408
| 2303.087 | 1140.5408
| 2303.0191 | 1140.5408
| 2302.878 | 1140.5408
| 2302.7348 | 1140.5408
| 2302.5969 | 1140.5408
| 2302.4992 | 1140.5408
| 2302.3698 | 1140.5408
| 2302.2656 | 1140.5408
| 2302.2032 | 1140.5408
| 2302.0988 | 1140.5408
| 2302.0205 | 1140.5408
| 2301.9257 | 1140.5408
| 2301.7746 | 1140.5408
| 2301.6673 | 1140.5408
| 2301.5767 | 1140.5408
| 2301.5083 | 1140.5408
| 2301.4292 | 1140.5408
| 2301.3451 | 1140.5408
| 2301.2139 | 1140.5408
| 2301.1179 | 1140.5408
| 2301.0226 | 1140.5408
| 2300.9448 | 1140.5408
| 2300.8603 | 1140.5408
| 2300.7457 | 1140.5408
| 2300.5991 | 1140.5408
| 2300.5341 | 1140.5408
| 2300.3842 | 1140.5408
| 2300.2742 | 1140.5408
| 2300.1403 | 1140.5408
| 2300.0802 | 1140.5408
| 2299.9643 | 1140.5408
| 2299.8719 | 1140.5408
| 2299.7651 | 1140.5408
| 2299.6703 | 1140.5408
| 2299.5836 | 1140.5408
| 2299.5266 | 1140.5408
| 2299.457 | 1140.5408
| 2299.3331 | 1140.5408
| 2299.2934 | 1140.5408
| 2299.2277 | 1140.5408
| 2299.1357 | 1140.5408
| 2299.0797 | 1140.5408
| 2299.0051 | 1140.5408
| 2298.8976 | 1140.5408
| 2298.8139 | 1140.5408
| 2298.7301 | 1140.5408
| 2298.6096 | 1140.5408
| 2298.4309 | 1140.5408
| 2298.3728 | 1140.5408
| 2298.3245 | 1140.5408
| 2298.2449 | 1140.5408
| 2298.0975 | 1140.5408
| 2298.0322 | 1140.5408
| 2297.9682 | 1140.5408
| 2297.9099 | 1140.5408
| 2297.7872 | 1140.5408
| 2297.7167 | 1140.5408
| 2297.6116 | 1140.5408
| 2297.4985 | 1140.5408
| 2297.3904 | 1140.5408
| 2297.2699 | 1140.5408
| 2297.1797 | 1140.5408
| 2297.0943 | 1140.5408
| 2296.9986 | 1140.5408
| 2296.947 | 1140.5408
| 2296.8643 | 1140.5408
| 2296.8101 | 1140.5408
| 2296.7596 | 1140.5408
| 2296.6993 | 1140.5408
| 2296.6109 | 1140.5408
| 2296.5327 | 1140.5408
| 2296.4343 | 1140.5408
| 2296.2974 | 1140.5408
| 2296.1367 | 1140.5408
| 2295.95 | 1140.5408
| 2295.8118 | 1140.5408
| 2295.7329 | 1140.5408
| 2295.6371 | 1140.5408
| 2295.5294 | 1140.5408
| 2295.4594 | 1140.5408
| 2295.3441 | 1140.5408
| 2295.247 | 1140.5408
| 2295.1402 | 1140.5408
| 2295.0586 | 1140.5408
| 2295.0053 | 1140.5408
| 2294.8886 | 1140.5408
| 2294.7506 | 1140.5408
| 2294.6491 | 1140.5408
| 2294.5941 | 1140.5408
| 2294.5132 | 1140.5408
| 2294.399 | 1140.5408
| 2294.3141 | 1140.5408
| 2294.2259 | 1140.5408
| 2294.1573 | 1140.5408
| 2294.0481 | 1140.5408
| 2293.9056 | 1140.5408
| 2293.8339 | 1140.5408
| 2293.7735 | 1140.5408
| 2293.7175 | 1140.5408
| 2293.6291 | 1140.5408
| 2293.5342 | 1140.5408
| 2293.4334 | 1140.5408
| 2293.3443 | 1140.5408
| 2293.2811 | 1140.5408
| 2293.183 | 1140.5408
| 2293.0981 | 1140.5408
| 2293.0073 | 1140.5408
| 2292.9301 | 1140.5408
| 2292.8299 | 1140.5408
| 2292.7338 | 1140.5408
| 2292.6767 | 1140.5408
| 2292.5309 | 1140.5408
| 2292.4223 | 1140.5408
| 2292.3416 | 1140.5408
| 2292.2672 | 1140.5408
| 2292.1857 | 1140.5408
| 2292.086 | 1140.5408
| 2292.0023 | 1140.5408
| 2291.8922 | 1140.5408
| 2291.8005 | 1140.5408
| 2291.7108 | 1140.5408
| 2291.6147 | 1140.5408
| 2291.523 | 1140.5408
| 2291.4911 | 1140.5408
| 2291.4206 | 1140.5408
| 2291.3371 | 1140.5408
| 2291.2375 | 1140.5408
| 2291.162 | 1140.5408
| 2291.0703 | 1140.5408
| 2291.0103 | 1140.5408
| 2290.9439 | 1140.5408
| 2290.8583 | 1140.5408
| 2290.7497 | 1140.5408
| 2290.6519 | 1140.5408
| 2290.53 | 1140.5408
| 2290.4498 | 1140.5408
| 2290.4091 | 1140.5408
| 2290.3358 | 1140.5408
| 2290.2343 | 1140.5408
| 2290.1704 | 1140.5408
| 2290.0946 | 1140.5408
| 2289.9756 | 1140.5408
| 2289.8743 | 1140.5408
| 2289.809 | 1140.5408
| 2289.7419 | 1140.5408
| 2289.6597 | 1140.5408
| 2289.5716 | 1140.5408
| 2289.487 | 1140.5408
| 2289.4336 | 1140.5408
| 2289.3019 | 1140.5408
| 2289.2274 | 1140.5408
| 2289.1323 | 1140.5408
| 2289.028 | 1140.5408
| 2288.9379 | 1140.5408
| 2288.8559 | 1140.5408
| 2288.7714 | 1140.5408
| 2288.6833 | 1140.5408
| 2288.6253 | 1140.5408
| 2288.4328 | 1140.5408
| 2288.3429 | 1140.5408
| 2288.269 | 1140.5408
| 2288.1937 | 1140.5408
| 2288.1218 | 1140.5408
| 2287.9924 | 1140.5408
| 2287.8599 | 1140.5408
| 2287.6904 | 1140.5408
| 2287.5431 | 1140.5408
| 2287.4932 | 1140.5408
| 2287.4111 | 1140.5408
| 2287.2787 | 1140.5408
| 2287.1616 | 1140.5408
| 2287.1075 | 1140.5408
| 2287.014 | 1140.5408
| 2286.9225 | 1140.5408
| 2286.847 | 1140.5408
| 2286.7768 | 1140.5408
| 2286.6997 | 1140.5408
| 2286.5874 | 1140.5408
| 2286.5074 | 1140.5408
| 2286.4269 | 1140.5408
| 2286.355 | 1140.5408
| 2286.2597 | 1140.5408
| 2286.1906 | 1140.5408
| 2286.1045 | 1140.5408
| 2286.0176 | 1140.5408
| 2285.9205 | 1140.5408
| 2285.8536 | 1140.5408
| 2285.7845 | 1140.5408
| 2285.6986 | 1140.5408
| 2285.6073 | 1140.5408
| 2285.5135 | 1140.5408
| 2285.4636 | 1140.5408
| 2285.3573 | 1140.5408
| 2285.2516 | 1140.5408
| 2285.1749 | 1140.5408
| 2285.072 | 1140.5408
| 2284.9758 | 1140.5408
| 2284.8773 | 1140.5408
| 2284.7869 | 1140.5408
| 2284.7334 | 1140.5408
| 2284.6457 | 1140.5408
| 2284.5827 | 1140.5408
| 2284.5184 | 1140.5408
| 2284.4066 | 1140.5408
| 2284.3047 | 1140.5408
| 2284.2276 | 1140.5408
| 2284.1682 | 1140.5408
| 2284.0484 | 1140.5408
| 2283.9713 | 1140.5408
| 2283.8645 | 1140.5408
| 2283.791 | 1140.5408
| 2283.6931 | 1140.5408
| 2283.5983 | 1140.5408
| 2283.5097 | 1140.5408
| 2283.4404 | 1140.5408
| 2283.394 | 1140.5408
| 2283.2961 | 1140.5408
| 2283.1865 | 1140.5408
| 2283.1062 | 1140.5408
| 2283.0258 | 1140.5408
| 2282.9529 | 1140.5408
| 2282.8734 | 1140.5408
| 2282.8008 | 1140.5408
| 2282.7029 | 1140.5408
| 2282.6457 | 1140.5408
| 2282.5882 | 1140.5408
| 2282.4559 | 1140.5408
| 2282.319 | 1140.5408
| 2282.223 | 1140.5408
| 2282.0867 | 1140.5408
| 2281.9192 | 1140.5408
| 2281.8442 | 1140.5408
| 2281.7858 | 1140.5408
| 2281.6891 | 1140.5408
| 2281.5827 | 1140.5408
| 2281.4659 | 1140.5408
| 2281.3522 | 1140.5408
| 2281.2859 | 1140.5408
| 2281.1553 | 1140.5408
| 2281.0831 | 1140.5408
| 2280.9513 | 1140.5408
| 2280.8966 | 1140.5408
| 2280.8346 | 1140.5408
| 2280.7073 | 1140.5408
| 2280.569 | 1140.5408
| 2280.4764 | 1140.5408
| 2280.366 | 1140.5408
| 2280.2576 | 1140.5408
| 2280.1518 | 1140.5408
| 2280.0667 | 1140.5408
| 2280.0071 | 1140.5408
| 2279.8784 | 1140.5408
| 2279.7764 | 1140.5408
| 2279.6602 | 1140.5408
| 2279.5873 | 1140.5408
| 2279.4819 | 1140.5408
| 2279.3861 | 1140.5408
| 2279.3005 | 1140.5408
| 2279.2138 | 1140.5408
| 2279.1323 | 1140.5408
| 2279.0074 | 1140.5408
| 2278.9044 | 1140.5408
| 2278.806 | 1140.5408
| 2278.7218 | 1140.5408
| 2278.641 | 1140.5408
| 2278.5524 | 1140.5408
| 2278.4389 | 1140.5408
| 2278.3563 | 1140.5408
| 2278.271 | 1140.5408
| 2278.2187 | 1140.5408
| 2278.1352 | 1140.5408
| 2278.0543 | 1140.5408
| 2277.9585 | 1140.5408
| 2277.8135 | 1140.5408
| 2277.7606 | 1140.5408
| 2277.68 | 1140.5408
| 2277.584 | 1140.5408
| 2277.5139 | 1140.5408
| 2277.4333 | 1140.5408
| 2277.3674 | 1140.5408
| 2277.2832 | 1140.5408
| 2277.1786 | 1140.5408
| 2277.093 | 1140.5408
| 2276.9997 | 1140.5408
| 2276.8935 | 1140.5408
| 2276.8145 | 1140.5408
| 2276.7373 | 1140.5408
| 2276.6032 | 1140.5408
| 2276.5275 | 1140.5408
| 2276.4231 | 1140.5408
| 2276.2547 | 1140.5408
| 2276.1597 | 1140.5408
| 2276.0253 | 1140.5408
| 2275.95 | 1140.5408
| 2275.8539 | 1140.5408
| 2275.7823 | 1140.5408
| 2275.6793 | 1140.5408
| 2275.6147 | 1140.5408
| 2275.5634 | 1140.5408
| 2275.4606 | 1140.5408
| 2275.3645 | 1140.5408
| 2275.1991 | 1140.5408
| 2275.1321 | 1140.5408
| 2275.0745 | 1140.5408
| 2274.9625 | 1140.5408
| 2274.8343 | 1140.5408
| 2274.7128 | 1140.5408
| 2274.6689 | 1140.5408
| 2274.5808 | 1140.5408
| 2274.5072 | 1140.5408
| 2274.4133 | 1140.5408
| 2274.3558 | 1140.5408
| 2274.3188 | 1140.5408
| 2274.2421 | 1140.5408
| 2274.1379 | 1140.5408
| 2274.0314 | 1140.5408
| 2273.9805 | 1140.5408
| 2273.8992 | 1140.5408
| 2273.8187 | 1140.5408
| 2273.7296 | 1140.5408
| 2273.6221 | 1140.5408
| 2273.549 | 1140.5408
| 2273.4701 | 1140.5408
| 2273.3699 | 1140.5408
| 2273.2788 | 1140.5408
| 2273.2109 | 1140.5408
| 2273.0932 | 1140.5408
| 2273.021 | 1140.5408
| 2272.9017 | 1140.5408
| 2272.8403 | 1140.5408
| 2272.7376 | 1140.5408
| 2272.6888 | 1140.5408
| 2272.6323 | 1140.5408
| 2272.5541 | 1140.5408
| 2272.4254 | 1140.5408
| 2272.3479 | 1140.5408
| 2272.2809 | 1140.5408
| 2272.167 | 1140.5408
| 2272.0843 | 1140.5408
| 2272.0151 | 1140.5408
| 2271.9091 | 1140.5408
| 2271.808 | 1140.5408
| 2271.7383 | 1140.5408
| 2271.6551 | 1140.5408
| 2271.569 | 1140.5408
| 2271.4891 | 1140.5408
| 2271.428 | 1140.5408
| 2271.3082 | 1140.5408
| 2271.2238 | 1140.5408
| 2271.1549 | 1140.5408
| 2271.0611 | 1140.5408
| 2270.9399 | 1140.5408
| 2270.8718 | 1140.5408
| 2270.7815 | 1140.5408
| 2270.6709 | 1140.5408
| 2270.5916 | 1140.5408
| 2270.5259 | 1140.5408
| 2270.4644 | 1140.5408
| 2270.3893 | 1140.5408
| 2270.3234 | 1140.5408
| 2270.2361 | 1140.5408
| 2270.1383 | 1140.5408
| 2270.0555 | 1140.5408
| 2269.9268 | 1140.5408
| 2269.7951 | 1140.5408
| 2269.6322 | 1140.5408
| 2269.5398 | 1140.5408
| 2269.4043 | 1140.5408
| 2269.305 | 1140.5408
| 2269.187 | 1140.5408
| 2269.0798 | 1140.5408
| 2269.0341 | 1140.5408
| 2268.9595 | 1140.5408
| 2268.8556 | 1140.5408
| 2268.7613 | 1140.5408
| 2268.6967 | 1140.5408
| 2268.5698 | 1140.5408
| 2268.4789 | 1140.5408
| 2268.4096 | 1140.5408
| 2268.3027 | 1140.5408
| 2268.2029 | 1140.5408
| 2268.1304 | 1140.5408
| 2268.0191 | 1140.5408
| 2267.9604 | 1140.5408
| 2267.9001 | 1140.5408
| 2267.8266 | 1140.5408
| 2267.7438 | 1140.5408
| 2267.6469 | 1140.5408
| 2267.499 | 1140.5408
| 2267.4331 | 1140.5408
| 2267.3511 | 1140.5408
| 2267.2674 | 1140.5408
| 2267.1959 | 1140.5408
| 2267.1314 | 1140.5408
| 2267.0356 | 1140.5408
| 2266.9458 | 1140.5408
| 2266.8519 | 1140.5408
| 2266.7533 | 1140.5408
| 2266.7033 | 1140.5408
| 2266.6417 | 1140.5408
| 2266.5311 | 1140.5408
| 2266.4379 | 1140.5408
| 2266.3333 | 1140.5408
| 2266.2294 | 1140.5408
| 2266.155 | 1140.5408
| 2266.0665 | 1140.5408
| 2265.9671 | 1140.5408
| 2265.8639 | 1140.5408
| 2265.7884 | 1140.5408
| 2265.6847 | 1140.5408
| 2265.6273 | 1140.5408
| 2265.4991 | 1140.5408
| 2265.4123 | 1140.5408
| 2265.3389 | 1140.5408
| 2265.2484 | 1140.5408
| 2265.1326 | 1140.5408
| 2265.0576 | 1140.5408
| 2264.9847 | 1140.5408
| 2264.9378 | 1140.5408
| 2264.8567 | 1140.5408
| 2264.7757 | 1140.5408
| 2264.7048 | 1140.5408
| 2264.6409 | 1140.5408
| 2264.552 | 1140.5408
| 2264.4531 | 1140.5408
| 2264.3762 | 1140.5408
| 2264.2762 | 1140.5408
| 2264.2099 | 1140.5408
| 2264.1219 | 1140.5408
| 2264.0607 | 1140.5408
| 2263.96 | 1140.5408
| 2263.87 | 1140.5408
| 2263.7747 | 1140.5408
| 2263.6549 | 1140.5408
| 2263.5154 | 1140.5408
| 2263.4255 | 1140.5408
| 2263.3486 | 1140.5408
| 2263.2495 | 1140.5408
| 2263.1563 | 1140.5408
| 2263.0966 | 1140.5408
| 2263.015 | 1140.5408
| 2262.8965 | 1140.5408
| 2262.8299 | 1140.5408
| 2262.7212 | 1140.5408
| 2262.6407 | 1140.5408
| 2262.5661 | 1140.5408
| 2262.4851 | 1140.5408
| 2262.4314 | 1140.5408
| 2262.3351 | 1140.5408
| 2262.2535 | 1140.5408
| 2262.1515 | 1140.5408
| 2262.0717 | 1140.5408
| 2261.9559 | 1140.5408
| 2261.8799 | 1140.5408
| 2261.772 | 1140.5408
| 2261.6631 | 1140.5408
| 2261.5977 | 1140.5408
| 2261.4889 | 1140.5408
| 2261.4286 | 1140.5408
| 2261.351 | 1140.5408
| 2261.309 | 1140.5408
| 2261.2256 | 1140.5408
| 2261.144 | 1140.5408
| 2261.033 | 1140.5408
| 2260.9654 | 1140.5408
| 2260.8594 | 1140.5408
| 2260.7605 | 1140.5408
| 2260.6817 | 1140.5408
| 2260.582 | 1140.5408
| 2260.4902 | 1140.5408
| 2260.4366 | 1140.5408
| 2260.3365 | 1140.5408
| 2260.254 | 1140.5408
| 2260.1554 | 1140.5408
| 2260.0616 | 1140.5408
| 2260.0055 | 1140.5408
| 2259.8942 | 1140.5408
| 2259.8366 | 1140.5408
| 2259.6972 | 1140.5408
| 2259.6308 | 1140.5408
| 2259.5407 | 1140.5408
| 2259.4423 | 1140.5408
| 2259.3706 | 1140.5408
| 2259.312 | 1140.5408
| 2259.2363 | 1140.5408
| 2259.1467 | 1140.5408
| 2259.0436 | 1140.5408
| 2258.9696 | 1140.5408
| 2258.883 | 1140.5408
| 2258.7604 | 1140.5408
| 2258.6685 | 1140.5408
| 2258.5396 | 1140.5408
| 2258.4809 | 1140.5408
| 2258.3996 | 1140.5408
| 2258.3248 | 1140.5408
| 2258.2502 | 1140.5408
| 2258.1975 | 1140.5408
| 2258.1366 | 1140.5408
| 2258.04 | 1140.5408
| 2257.9171 | 1140.5408
| 2257.8184 | 1140.5408
| 2257.6765 | 1140.5408
| 2257.5662 | 1140.5408
| 2257.502 | 1140.5408
| 2257.4329 | 1140.5408
| 2257.3493 | 1140.5408
| 2257.2465 | 1140.5408
| 2257.199 | 1140.5408
| 2257.1003 | 1140.5408
| 2257.0508 | 1140.5408
| 2256.9484 | 1140.5408
| 2256.8447 | 1140.5408
| 2256.7635 | 1140.5408
| 2256.6512 | 1140.5408
| 2256.6033 | 1140.5408
| 2256.5035 | 1140.5408
| 2256.4037 | 1140.5408
| 2256.294 | 1140.5408
| 2256.2182 | 1140.5408
| 2256.1323 | 1140.5408
| 2256.0299 | 1140.5408
| 2255.9567 | 1140.5408
| 2255.867 | 1140.5408
| 2255.7847 | 1140.5408
| 2255.7051 | 1140.5408
| 2255.6192 | 1140.5408
| 2255.4891 | 1140.5408
| 2255.3325 | 1140.5408
| 2255.2536 | 1140.5408
| 2255.1488 | 1140.5408
| 2255.0863 | 1140.5408
| 2255.0068 | 1140.5408
| 2254.9412 | 1140.5408
| 2254.842 | 1140.5408
| 2254.7824 | 1140.5408
| 2254.7266 | 1140.5408
| 2254.6398 | 1140.5408
| 2254.5234 | 1140.5408
| 2254.4469 | 1140.5408
| 2254.3481 | 1140.5408
| 2254.3074 | 1140.5408
| 2254.2208 | 1140.5408
| 2254.119 | 1140.5408
| 2254.0356 | 1140.5408
| 2253.9578 | 1140.5408
| 2253.8652 | 1140.5408
| 2253.7785 | 1140.5408
| 2253.6266 | 1140.5408
| 2253.5264 | 1140.5408
| 2253.4312 | 1140.5408
| 2253.3563 | 1140.5408
| 2253.2598 | 1140.5408
| 2253.187 | 1140.5408
| 2253.0908 | 1140.5408
| 2252.993 | 1140.5408
| 2252.961 | 1140.5408
| 2252.887 | 1140.5408
| 2252.7739 | 1140.5408
| 2252.7177 | 1140.5408
| 2252.6358 | 1140.5408
| 2252.5626 | 1140.5408
| 2252.4911 | 1140.5408
| 2252.4225 | 1140.5408
| 2252.3467 | 1140.5408
| 2252.2503 | 1140.5408
| 2252.158 | 1140.5408
| 2252.028 | 1140.5408
| 2251.9494 | 1140.5408
| 2251.8954 | 1140.5408
| 2251.8357 | 1140.5408
| 2251.7392 | 1140.5408
| 2251.6119 | 1140.5408
| 2251.5365 | 1140.5408
| 2251.4768 | 1140.5408
| 2251.3752 | 1140.5408
| 2251.2616 | 1140.5408
| 2251.1135 | 1140.5408
| 2251.0536 | 1140.5408
| 2250.9645 | 1140.5408
| 2250.9013 | 1140.5408
| 2250.793 | 1140.5408
| 2250.6904 | 1140.5408
| 2250.6327 | 1140.5408
| 2250.5469 | 1140.5408
| 2250.4768 | 1140.5408
| 2250.3981 | 1140.5408
| 2250.3355 | 1140.5408
| 2250.244 | 1140.5408
| 2250.1499 | 1140.5408
| 2250.0763 | 1140.5408
| 2250.0039 | 1140.5408
| 2249.8989 | 1140.5408
| 2249.8117 | 1140.5408
| 2249.7372 | 1140.5408
| 2249.6664 | 1140.5408
| 2249.5803 | 1140.5408
| 2249.5109 | 1140.5408
| 2249.4171 | 1140.5408
| 2249.3282 | 1140.5408
| 2249.2813 | 1140.5408
| 2249.1669 | 1140.5408
| 2249.0403 | 1140.5408
| 2248.9971 | 1140.5408
| 2248.9254 | 1140.5408
| 2248.8648 | 1140.5408
| 2248.7615 | 1140.5408
| 2248.6946 | 1140.5408
| 2248.5955 | 1140.5408
| 2248.5341 | 1140.5408
| 2248.5047 | 1140.5408
| 2248.3519 | 1140.5408
| 2248.2544 | 1140.5408
| 2248.1681 | 1140.5408
| 2248.1175 | 1140.5408
| 2248.0462 | 1140.5408
| 2247.9575 | 1140.5408
| 2247.8551 | 1140.5408
| 2247.7647 | 1140.5408
| 2247.6878 | 1140.5408
| 2247.5491 | 1140.5408
| 2247.4655 | 1140.5408
| 2247.3989 | 1140.5408
| 2247.3327 | 1140.5408
| 2247.2763 | 1140.5408
| 2247.2261 | 1140.5408
| 2247.1568 | 1140.5408
| 2247.1202 | 1140.5408
| 2247.0358 | 1140.5408
| 2246.9443 | 1140.5408
| 2246.8791 | 1140.5408
| 2246.7842 | 1140.5408
| 2246.7192 | 1140.5408
| 2246.6094 | 1140.5408
| 2246.539 | 1140.5408
| 2246.4441 | 1140.5408
| 2246.3812 | 1140.5408
| 2246.3176 | 1140.5408
| 2246.221 | 1140.5408
| 2246.0895 | 1140.5408
| 2245.9848 | 1140.5408
| 2245.8812 | 1140.5408
| 2245.7213 | 1140.5408
| 2245.6306 | 1140.5408
| 2245.5751 | 1140.5408
| 2245.4825 | 1140.5408
| 2245.3741 | 1140.5408
| 2245.3109 | 1140.5408
| 2245.2194 | 1140.5408
| 2245.1431 | 1140.5408
| 2245.0568 | 1140.5408
| 2244.9779 | 1140.5408
| 2244.8931 | 1140.5408
| 2244.8187 | 1140.5408
| 2244.6991 | 1140.5408
| 2244.5987 | 1140.5408
| 2244.5087 | 1140.5408
| 2244.4476 | 1140.5408
| 2244.3473 | 1140.5408
| 2244.2461 | 1140.5408
| 2244.1819 | 1140.5408
| 2244.1213 | 1140.5408
| 2243.9991 | 1140.5408
| 2243.9391 | 1140.5408
| 2243.8303 | 1140.5408
| 2243.7543 | 1140.5408
| 2243.6983 | 1140.5408
| 2243.6435 | 1140.5408
| 2243.5689 | 1140.5408
| 2243.5156 | 1140.5408
| 2243.4581 | 1140.5408
| 2243.3784 | 1140.5408
| 2243.2605 | 1140.5408
| 2243.2024 | 1140.5408
| 2243.1351 | 1140.5408
| 2243.0852 | 1140.5408
| 2243.0132 | 1140.5408
| 2242.9566 | 1140.5408
| 2242.8421 | 1140.5408
| 2242.7834 | 1140.5408
| 2242.7036 | 1140.5408
| 2242.6128 | 1140.5408
| 2242.5699 | 1140.5408
| 2242.4839 | 1140.5408
| 2242.4104 | 1140.5408
| 2242.3271 | 1140.5408
| 2242.2341 | 1140.5408
| 2242.1708 | 1140.5408
| 2242.0921 | 1140.5408
| 2242.0233 | 1140.5408
| 2241.9395 | 1140.5408
| 2241.8599 | 1140.5408
| 2241.7947 | 1140.5408
| 2241.6994 | 1140.5408
| 2241.6113 | 1140.5408
| 2241.5413 | 1140.5408
| 2241.4198 | 1140.5408
| 2241.2935 | 1140.5408
| 2241.1836 | 1140.5408
| 2241.1011 | 1140.5408
| 2240.9864 | 1140.5408
| 2240.9351 | 1140.5408
| 2240.8827 | 1140.5408
| 2240.8083 | 1140.5408
| 2240.7603 | 1140.5408
| 2240.6951 | 1140.5408
| 2240.6172 | 1140.5408
| 2240.5583 | 1140.5408
| 2240.4961 | 1140.5408
| 2240.3906 | 1140.5408
| 2240.2954 | 1140.5408
| 2240.1543 | 1140.5408
| 2240.09 | 1140.5408
| 2240.0228 | 1140.5408
| 2239.944 | 1140.5408
| 2239.8362 | 1140.5408
| 2239.7675 | 1140.5408
| 2239.6805 | 1140.5408
| 2239.6078 | 1140.5408
| 2239.5542 | 1140.5408
| 2239.4638 | 1140.5408
| 2239.4191 | 1140.5408
| 2239.2814 | 1140.5408
| 2239.2112 | 1140.5408
| 2239.1477 | 1140.5408
| 2239.0322 | 1140.5408
| 2238.9417 | 1140.5408
| 2238.8597 | 1140.5408
| 2238.7803 | 1140.5408
| 2238.6821 | 1140.5408
| 2238.5589 | 1140.5408
| 2238.4699 | 1140.5408
| 2238.3405 | 1140.5408
| 2238.2522 | 1140.5408
| 2238.1926 | 1140.5408
| 2238.1334 | 1140.5408
| 2238.0675 | 1140.5408
| 2237.987 | 1140.5408
| 2237.9037 | 1140.5408
| 2237.8473 | 1140.5408
| 2237.7765 | 1140.5408
| 2237.6406 | 1140.5408
| 2237.5781 | 1140.5408
| 2237.5308 | 1140.5408
| 2237.4346 | 1140.5408
| 2237.2749 | 1140.5408
| 2237.2104 | 1140.5408
| 2237.1545 | 1140.5408
| 2237.0643 | 1140.5408
| 2236.9992 | 1140.5408
| 2236.9558 | 1140.5408
| 2236.882 | 1140.5408
| 2236.7868 | 1140.5408
| 2236.7414 | 1140.5408
| 2236.6837 | 1140.5408
| 2236.6019 | 1140.5408
| 2236.5061 | 1140.5408
| 2236.3818 | 1140.5408
| 2236.3247 | 1140.5408
| 2236.2528 | 1140.5408
| 2236.1971 | 1140.5408
| 2236.1178 | 1140.5408
| 2236.0268 | 1140.5408
| 2235.9143 | 1140.5408
| 2235.8228 | 1140.5408
| 2235.6816 | 1140.5408
| 2235.5912 | 1140.5408
| 2235.5153 | 1140.5408
| 2235.4267 | 1140.5408
| 2235.2525 | 1140.5408
| 2235.1984 | 1140.5408
| 2235.094 | 1140.5408
| 2235.023 | 1140.5408
| 2234.9633 | 1140.5408
| 2234.8998 | 1140.5408
| 2234.8442 | 1140.5408
| 2234.7647 | 1140.5408
| 2234.6267 | 1140.5408
| 2234.5618 | 1140.5408
| 2234.5262 | 1140.5408
| 2234.4425 | 1140.5408
| 2234.3805 | 1140.5408
| 2234.3296 | 1140.5408
| 2234.2377 | 1140.5408
| 2234.1465 | 1140.5408
| 2234.0519 | 1140.5408
| 2234.0035 | 1140.5408
| 2233.9366 | 1140.5408
| 2233.8676 | 1140.5408
| 2233.7903 | 1140.5408
| 2233.6759 | 1140.5408
| 2233.5737 | 1140.5408
| 2233.5284 | 1140.5408
| 2233.4411 | 1140.5408
| 2233.3684 | 1140.5408
| 2233.2889 | 1140.5408
| 2233.2315 | 1140.5408
| 2233.1493 | 1140.5408
| 2233.083 | 1140.5408
| 2233.0162 | 1140.5408
| 2232.9745 | 1140.5408
| 2232.9232 | 1140.5408
| 2232.8481 | 1140.5408
| 2232.7633 | 1140.5408
| 2232.6672 | 1140.5408
| 2232.5744 | 1140.5408
| 2232.4724 | 1140.5408
| 2232.3707 | 1140.5408
| 2232.2996 | 1140.5408
| 2232.1728 | 1140.5408
| 2232.0562 | 1140.5408
| 2231.9884 | 1140.5408
| 2231.931 | 1140.5408
| 2231.8556 | 1140.5408
| 2231.7481 | 1140.5408
| 2231.6764 | 1140.5408
| 2231.6257 | 1140.5408
| 2231.575 | 1140.5408
| 2231.5001 | 1140.5408
| 2231.4098 | 1140.5408
| 2231.3413 | 1140.5408
| 2231.2623 | 1140.5408
| 2231.1785 | 1140.5408
| 2231.0849 | 1140.5408
| 2231.03 | 1140.5408
| 2230.9344 | 1140.5408
| 2230.8265 | 1140.5408
| 2230.7405 | 1140.5408
| 2230.6689 | 1140.5408
| 2230.5906 | 1140.5408
| 2230.4862 | 1140.5408
| 2230.4011 | 1140.5408
| 2230.2501 | 1140.5408
| 2230.2049 | 1140.5408
| 2230.1355 | 1140.5408
| 2230.0789 | 1140.5408
| 2229.9891 | 1140.5408
| 2229.9442 | 1140.5408
| 2229.8351 | 1140.5408
| 2229.7653 | 1140.5408
| 2229.6797 | 1140.5408
| 2229.6047 | 1140.5408
| 2229.5369 | 1140.5408
| 2229.4255 | 1140.5408
| 2229.3574 | 1140.5408
| 2229.2876 | 1140.5408
| 2229.2307 | 1140.5408
| 2229.1581 | 1140.5408
| 2229.0794 | 1140.5408
| 2229.0198 | 1140.5408
| 2228.972 | 1140.5408
| 2228.9215 | 1140.5408
| 2228.7925 | 1140.5408
| 2228.7254 | 1140.5408
| 2228.6698 | 1140.5408
| 2228.5979 | 1140.5408
| 2228.5091 | 1140.5408
| 2228.4572 | 1140.5408
| 2228.4004 | 1140.5408
| 2228.3149 | 1140.5408
| 2228.2398 | 1140.5408
| 2228.1856 | 1140.5408
| 2228.1093 | 1140.5408
| 2228.028 | 1140.5408
| 2227.9604 | 1140.5408
| 2227.9131 | 1140.5408
| 2227.8412 | 1140.5408
| 2227.7579 | 1140.5408
| 2227.666 | 1140.5408
| 2227.5893 | 1140.5408
| 2227.521 | 1140.5408
| 2227.4742 | 1140.5408
| 2227.3976 | 1140.5408
| 2227.3474 | 1140.5408
| 2227.2592 | 1140.5408
| 2227.193 | 1140.5408
| 2227.1228 | 1140.5408
| 2227.03 | 1140.5408
| 2226.9743 | 1140.5408
| 2226.8288 | 1140.5408
| 2226.7349 | 1140.5408
| 2226.6657 | 1140.5408
| 2226.5311 | 1140.5408
| 2226.4683 | 1140.5408
| 2226.4014 | 1140.5408
| 2226.3238 | 1140.5408
| 2226.2253 | 1140.5408
| 2226.1075 | 1140.5408
| 2226.0536 | 1140.5408
| 2225.9694 | 1140.5408
| 2225.8614 | 1140.5408
| 2225.8304 | 1140.5408
| 2225.7495 | 1140.5408
| 2225.6788 | 1140.5408
| 2225.5957 | 1140.5408
| 2225.5388 | 1140.5408
| 2225.46 | 1140.5408
| 2225.3933 | 1140.5408
| 2225.3388 | 1140.5408
| 2225.2646 | 1140.5408
| 2225.2033 | 1140.5408
| 2225.1379 | 1140.5408
| 2225.0528 | 1140.5408
| 2224.9465 | 1140.5408
| 2224.8418 | 1140.5408
| 2224.7685 | 1140.5408
| 2224.6849 | 1140.5408
| 2224.5878 | 1140.5408
| 2224.4823 | 1140.5408
| 2224.4017 | 1140.5408
| 2224.313 | 1140.5408
| 2224.256 | 1140.5408
| 2224.1884 | 1140.5408
| 2224.1212 | 1140.5408
| 2224.0416 | 1140.5408
| 2223.9515 | 1140.5408
| 2223.8736 | 1140.5408
| 2223.7952 | 1140.5408
| 2223.7232 | 1140.5408
| 2223.6744 | 1140.5408
| 2223.5718 | 1140.5408
| 2223.4913 | 1140.5408
| 2223.3859 | 1140.5408
| 2223.3371 | 1140.5408
| 2223.2624 | 1140.5408
| 2223.1753 | 1140.5408
| 2223.1182 | 1140.5408
| 2223.0462 | 1140.5408
| 2222.9704 | 1140.5408
| 2222.9264 | 1140.5408
| 2222.8716 | 1140.5408
| 2222.8044 | 1140.5408
| 2222.7307 | 1140.5408
| 2222.6393 | 1140.5408
| 2222.5601 | 1140.5408
| 2222.4807 | 1140.5408
| 2222.4282 | 1140.5408
| 2222.358 | 1140.5408
| 2222.277 | 1140.5408
| 2222.2227 | 1140.5408
| 2222.137 | 1140.5408
| 2222.0284 | 1140.5408
| 2221.9332 | 1140.5408
| 2221.8704 | 1140.5408
| 2221.8305 | 1140.5408
| 2221.7571 | 1140.5408
| 2221.6811 | 1140.5408
| 2221.6387 | 1140.5408
| 2221.5856 | 1140.5408
| 2221.5039 | 1140.5408
| 2221.449 | 1140.5408
| 2221.3815 | 1140.5408
| 2221.2761 | 1140.5408
| 2221.2264 | 1140.5408
| 2221.1351 | 1140.5408
| 2221.0732 | 1140.5408
| 2221.0267 | 1140.5408
| 2220.9825 | 1140.5408
| 2220.8851 | 1140.5408
| 2220.8077 | 1140.5408
| 2220.6574 | 1140.5408
| 2220.6108 | 1140.5408
| 2220.5224 | 1140.5408
| 2220.4597 | 1140.5408
| 2220.4098 | 1140.5408
| 2220.3529 | 1140.5408
| 2220.2595 | 1140.5408
| 2220.1691 | 1140.5408
| 2220.0802 | 1140.5408
| 2219.9992 | 1140.5408
| 2219.9339 | 1140.5408
| 2219.8747 | 1140.5408
| 2219.8056 | 1140.5408
| 2219.7614 | 1140.5408
| 2219.6811 | 1140.5408
| 2219.5625 | 1140.5408
| 2219.4867 | 1140.5408
| 2219.4228 | 1140.5408
| 2219.3671 | 1140.5408
| 2219.2819 | 1140.5408
| 2219.1676 | 1140.5408
| 2219.0631 | 1140.5408
| 2218.998 | 1140.5408
| 2218.9385 | 1140.5408
| 2218.8753 | 1140.5408
| 2218.8178 | 1140.5408
| 2218.7397 | 1140.5408
| 2218.6732 | 1140.5408
| 2218.553 | 1140.5408
| 2218.434 | 1140.5408
| 2218.3269 | 1140.5408
| 2218.1888 | 1140.5408
| 2218.1448 | 1140.5408
| 2218.0559 | 1140.5408
| 2217.9722 | 1140.5408
| 2217.89 | 1140.5408
| 2217.7744 | 1140.5408
| 2217.6896 | 1140.5408
| 2217.5713 | 1140.5408
| 2217.4943 | 1140.5408
| 2217.4079 | 1140.5408
| 2217.3558 | 1140.5408
| 2217.2954 | 1140.5408
| 2217.2114 | 1140.5408
| 2217.1205 | 1140.5408
| 2217.0483 | 1140.5408
| 2216.9648 | 1140.5408
| 2216.8724 | 1140.5408
| 2216.7774 | 1140.5408
| 2216.6408 | 1140.5408
| 2216.5798 | 1140.5408
| 2216.5066 | 1140.5408
| 2216.3989 | 1140.5408
| 2216.3297 | 1140.5408
| 2216.23 | 1140.5408
| 2216.1803 | 1140.5408
| 2216.1383 | 1140.5408
| 2216.0842 | 1140.5408
| 2215.9932 | 1140.5408
| 2215.9232 | 1140.5408
| 2215.8615 | 1140.5408
| 2215.8127 | 1140.5408
| 2215.7298 | 1140.5408
| 2215.6764 | 1140.5408
| 2215.623 | 1140.5408
| 2215.5577 | 1140.5408
| 2215.4894 | 1140.5408
| 2215.4261 | 1140.5408
| 2215.3687 | 1140.5408
| 2215.2147 | 1140.5408
| 2215.1271 | 1140.5408
| 2215.0521 | 1140.5408
| 2214.9958 | 1140.5408
| 2214.9256 | 1140.5408
| 2214.8694 | 1140.5408
| 2214.7977 | 1140.5408
| 2214.6473 | 1140.5408
| 2214.5581 | 1140.5408
| 2214.5035 | 1140.5408
| 2214.4438 | 1140.5408
| 2214.3851 | 1140.5408
| 2214.3117 | 1140.5408
| 2214.2103 | 1140.5408
| 2214.1359 | 1140.5408
| 2214.064 | 1140.5408
| 2213.9886 | 1140.5408
| 2213.9159 | 1140.5408
| 2213.8389 | 1140.5408
| 2213.7393 | 1140.5408
| 2213.6753 | 1140.5408
| 2213.5628 | 1140.5408
| 2213.4834 | 1140.5408
| 2213.3755 | 1140.5408
| 2213.3028 | 1140.5408
| 2213.2366 | 1140.5408
| 2213.1433 | 1140.5408
| 2213.0627 | 1140.5408
| 2212.9729 | 1140.5408
| 2212.8428 | 1140.5408
| 2212.7582 | 1140.5408
| 2212.6792 | 1140.5408
| 2212.6149 | 1140.5408
| 2212.5298 | 1140.5408
| 2212.4426 | 1140.5408
| 2212.3721 | 1140.5408
| 2212.2915 | 1140.5408
| 2212.2164 | 1140.5408
| 2212.1452 | 1140.5408
| 2212.0703 | 1140.5408
| 2211.9935 | 1140.5408
| 2211.8997 | 1140.5408
| 2211.7834 | 1140.5408
| 2211.7121 | 1140.5408
| 2211.6305 | 1140.5408
| 2211.498 | 1140.5408
| 2211.4046 | 1140.5408
| 2211.3007 | 1140.5408
| 2211.2394 | 1140.5408
| 2211.1799 | 1140.5408
| 2211.1211 | 1140.5408
| 2211.0196 | 1140.5408
| 2210.9466 | 1140.5408
| 2210.9197 | 1140.5408
| 2210.8635 | 1140.5408
| 2210.7651 | 1140.5408
| 2210.6794 | 1140.5408
| 2210.5881 | 1140.5408
| 2210.5462 | 1140.5408
| 2210.4928 | 1140.5408
| 2210.4368 | 1140.5408
| 2210.3447 | 1140.5408
| 2210.2582 | 1140.5408
| 2210.1557 | 1140.5408
| 2210.0978 | 1140.5408
| 2210.0436 | 1140.5408
| 2209.9472 | 1140.5408
| 2209.8442 | 1140.5408
| 2209.7863 | 1140.5408
| 2209.714 | 1140.5408
| 2209.5919 | 1140.5408
| 2209.5221 | 1140.5408
| 2209.4255 | 1140.5408
| 2209.3542 | 1140.5408
| 2209.2581 | 1140.5408
| 2209.18 | 1140.5408
| 2209.134 | 1140.5408
| 2209.0694 | 1140.5408
| 2209.0186 | 1140.5408
| 2208.97 | 1140.5408
| 2208.9004 | 1140.5408
| 2208.8279 | 1140.5408
| 2208.7747 | 1140.5408
| 2208.673 | 1140.5408
| 2208.5975 | 1140.5408
| 2208.5389 | 1140.5408
| 2208.4681 | 1140.5408
| 2208.4091 | 1140.5408
| 2208.3383 | 1140.5408
| 2208.2605 | 1140.5408
| 2208.1545 | 1140.5408
| 2208.1076 | 1140.5408
| 2208.0229 | 1140.5408
| 2207.9495 | 1140.5408
| 2207.862 | 1140.5408
| 2207.8148 | 1140.5408
| 2207.7392 | 1140.5408
| 2207.6464 | 1140.5408
| 2207.5716 | 1140.5408
| 2207.4924 | 1140.5408
| 2207.4169 | 1140.5408
| 2207.3339 | 1140.5408
| 2207.2112 | 1140.5408
| 2207.11 | 1140.5408
| 2207.0191 | 1140.5408
| 2206.9526 | 1140.5408
| 2206.8491 | 1140.5408
| 2206.7539 | 1140.5408
| 2206.6705 | 1140.5408
| 2206.607 | 1140.5408
| 2206.5447 | 1140.5408
| 2206.4695 | 1140.5408
| 2206.4117 | 1140.5408
| 2206.3343 | 1140.5408
| 2206.2668 | 1140.5408
| 2206.1975 | 1140.5408
| 2206.1396 | 1140.5408
| 2206.0486 | 1140.5408
| 2205.9228 | 1140.5408
| 2205.8653 | 1140.5408
| 2205.8085 | 1140.5408
| 2205.7492 | 1140.5408
| 2205.6304 | 1140.5408
| 2205.5837 | 1140.5408
| 2205.5033 | 1140.5408
| 2205.4201 | 1140.5408
| 2205.3065 | 1140.5408
| 2205.2353 | 1140.5408
| 2205.1768 | 1140.5408
| 2205.1083 | 1140.5408
| 2205.0426 | 1140.5408
| 2204.9674 | 1140.5408
| 2204.9059 | 1140.5408
| 2204.8404 | 1140.5408
| 2204.7813 | 1140.5408
| 2204.7181 | 1140.5408
| 2204.6405 | 1140.5408
| 2204.5732 | 1140.5408
| 2204.5018 | 1140.5408
| 2204.4291 | 1140.5408
| 2204.3155 | 1140.5408
| 2204.2651 | 1140.5408
| 2204.2035 | 1140.5408
| 2204.1367 | 1140.5408
| 2204.0571 | 1140.5408
| 2203.9335 | 1140.5408
| 2203.8346 | 1140.5408
| 2203.7823 | 1140.5408
| 2203.71 | 1140.5408
| 2203.6738 | 1140.5408
| 2203.6116 | 1140.5408
| 2203.545 | 1140.5408
| 2203.4865 | 1140.5408
| 2203.4306 | 1140.5408
| 2203.3658 | 1140.5408
| 2203.2863 | 1140.5408
| 2203.265 | 1140.5408
| 2203.1951 | 1140.5408
| 2203.1264 | 1140.5408
| 2203.0645 | 1140.5408
| 2202.9806 | 1140.5408
| 2202.8938 | 1140.5408
| 2202.8168 | 1140.5408
| 2202.7292 | 1140.5408
| 2202.6617 | 1140.5408
| 2202.5864 | 1140.5408
| 2202.4755 | 1140.5408
| 2202.3663 | 1140.5408
| 2202.2819 | 1140.5408
| 2202.2071 | 1140.5408
| 2202.1318 | 1140.5408
| 2202.0704 | 1140.5408
| 2201.986 | 1140.5408
| 2201.9022 | 1140.5408
| 2201.8296 | 1140.5408
| 2201.7674 | 1140.5408
| 2201.6716 | 1140.5408
| 2201.6177 | 1140.5408
| 2201.559 | 1140.5408
| 2201.5048 | 1140.5408
| 2201.4117 | 1140.5408
| 2201.3657 | 1140.5408
| 2201.3113 | 1140.5408
| 2201.2503 | 1140.5408
| 2201.1671 | 1140.5408
| 2201.0937 | 1140.5408
| 2201.0173 | 1140.5408
| 2200.9404 | 1140.5408
| 2200.8776 | 1140.5408
| 2200.836 | 1140.5408
| 2200.7572 | 1140.5408
| 2200.6708 | 1140.5408
| 2200.5829 | 1140.5408
| 2200.5528 | 1140.5408
| 2200.4506 | 1140.5408
| 2200.3591 | 1140.5408
| 2200.2942 | 1140.5408
| 2200.2328 | 1140.5408
| 2200.1781 | 1140.5408
| 2200.0933 | 1140.5408
| 2199.9891 | 1140.5408
| 2199.8979 | 1140.5408
| 2199.8031 | 1140.5408
| 2199.7108 | 1140.5408
| 2199.6225 | 1140.5408
| 2199.5431 | 1140.5408
| 2199.4701 | 1140.5408
| 2199.378 | 1140.5408
| 2199.3209 | 1140.5408
| 2199.2531 | 1140.5408
| 2199.181 | 1140.5408
| 2199.1044 | 1140.5408
| 2199.0133 | 1140.5408
| 2198.946 | 1140.5408
| 2198.8928 | 1140.5408
| 2198.7724 | 1140.5408
| 2198.7056 | 1140.5408
| 2198.5868 | 1140.5408
| 2198.4997 | 1140.5408
| 2198.4367 | 1140.5408
| 2198.3639 | 1140.5408
| 2198.2779 | 1140.5408
| 2198.2154 | 1140.5408
| 2198.1385 | 1140.5408
| 2198.0667 | 1140.5408
| 2198.0031 | 1140.5408
| 2197.9362 | 1140.5408
| 2197.8901 | 1140.5408
| 2197.8433 | 1140.5408
| 2197.7846 | 1140.5408
| 2197.714 | 1140.5408
| 2197.6312 | 1140.5408
| 2197.5701 | 1140.5408
| 2197.4431 | 1140.5408
| 2197.341 | 1140.5408
| 2197.2788 | 1140.5408
| 2197.1602 | 1140.5408
| 2197.0718 | 1140.5408
| 2197.0076 | 1140.5408
| 2196.9671 | 1140.5408
| 2196.8854 | 1140.5408
| 2196.8356 | 1140.5408
| 2196.7669 | 1140.5408
| 2196.6954 | 1140.5408
| 2196.6386 | 1140.5408
| 2196.5809 | 1140.5408
| 2196.5226 | 1140.5408
| 2196.4651 | 1140.5408
| 2196.3658 | 1140.5408
| 2196.3191 | 1140.5408
| 2196.276 | 1140.5408
| 2196.1899 | 1140.5408
| 2196.117 | 1140.5408
| 2196.0669 | 1140.5408
| 2195.9654 | 1140.5408
| 2195.9076 | 1140.5408
| 2195.849 | 1140.5408
| 2195.7817 | 1140.5408
| 2195.7058 | 1140.5408
| 2195.665 | 1140.5408
| 2195.5921 | 1140.5408
| 2195.5356 | 1140.5408
| 2195.4778 | 1140.5408
| 2195.3814 | 1140.5408
| 2195.3368 | 1140.5408
| 2195.2978 | 1140.5408
| 2195.2555 | 1140.5408
| 2195.1861 | 1140.5408
| 2195.0695 | 1140.5408
| 2195.0077 | 1140.5408
| 2194.9528 | 1140.5408
| 2194.856 | 1140.5408
| 2194.7923 | 1140.5408
| 2194.7153 | 1140.5408
| 2194.5911 | 1140.5408
| 2194.5297 | 1140.5408
| 2194.4697 | 1140.5408
| 2194.4161 | 1140.5408
| 2194.362 | 1140.5408
| 2194.3285 | 1140.5408
| 2194.2573 | 1140.5408
| 2194.1585 | 1140.5408
| 2194.106 | 1140.5408
| 2193.9669 | 1140.5408
| 2193.9027 | 1140.5408
| 2193.8194 | 1140.5408
| 2193.7572 | 1140.5408
| 2193.6607 | 1140.5408
| 2193.5933 | 1140.5408
| 2193.5165 | 1140.5408
| 2193.477 | 1140.5408
| 2193.4177 | 1140.5408
| 2193.3392 | 1140.5408
| 2193.2857 | 1140.5408
| 2193.2167 | 1140.5408
| 2193.1447 | 1140.5408
| 2193.1013 | 1140.5408
| 2193.051 | 1140.5408
| 2192.9729 | 1140.5408
| 2192.9045 | 1140.5408
| 2192.8344 | 1140.5408
| 2192.7614 | 1140.5408
| 2192.6889 | 1140.5408
| 2192.6381 | 1140.5408
| 2192.5651 | 1140.5408
| 2192.485 | 1140.5408
| 2192.4389 | 1140.5408
| 2192.3696 | 1140.5408
| 2192.299 | 1140.5408
| 2192.2448 | 1140.5408
| 2192.1716 | 1140.5408
| 2192.09 | 1140.5408
| 2192.0176 | 1140.5408
| 2191.93 | 1140.5408
| 2191.8851 | 1140.5408
| 2191.8202 | 1140.5408
| 2191.7552 | 1140.5408
| 2191.6597 | 1140.5408
| 2191.5846 | 1140.5408
| 2191.4951 | 1140.5408
| 2191.4181 | 1140.5408
| 2191.3423 | 1140.5408
| 2191.2925 | 1140.5408
| 2191.2531 | 1140.5408
| 2191.1371 | 1140.5408
| 2191.072 | 1140.5408
| 2191.0173 | 1140.5408
| 2190.9782 | 1140.5408
| 2190.8951 | 1140.5408
| 2190.8479 | 1140.5408
| 2190.7774 | 1140.5408
| 2190.6804 | 1140.5408
| 2190.6303 | 1140.5408
| 2190.529 | 1140.5408
| 2190.499 | 1140.5408
| 2190.4162 | 1140.5408
| 2190.3635 | 1140.5408
| 2190.2605 | 1140.5408
| 2190.1633 | 1140.5408
| 2190.0841 | 1140.5408
| 2190.029 | 1140.5408
| 2189.9378 | 1140.5408
| 2189.8621 | 1140.5408
| 2189.7991 | 1140.5408
| 2189.6908 | 1140.5408
| 2189.6271 | 1140.5408
| 2189.5928 | 1140.5408
| 2189.5338 | 1140.5408
| 2189.465 | 1140.5408
| 2189.394 | 1140.5408
| 2189.3372 | 1140.5408
| 2189.2527 | 1140.5408
| 2189.1495 | 1140.5408
| 2189.097 | 1140.5408
| 2189.0126 | 1140.5408
| 2188.9414 | 1140.5408
| 2188.8603 | 1140.5408
| 2188.8081 | 1140.5408
| 2188.7489 | 1140.5408
| 2188.6864 | 1140.5408
| 2188.6133 | 1140.5408
| 2188.5798 | 1140.5408
| 2188.5102 | 1140.5408
| 2188.4472 | 1140.5408
| 2188.3977 | 1140.5408
| 2188.3068 | 1140.5408
| 2188.2595 | 1140.5408
| 2188.161 | 1140.5408
| 2188.0755 | 1140.5408
| 2188.0209 | 1140.5408
| 2187.972 | 1140.5408
| 2187.901 | 1140.5408
| 2187.8241 | 1140.5408
| 2187.7779 | 1140.5408
| 2187.7213 | 1140.5408
| 2187.6324 | 1140.5408
| 2187.5724 | 1140.5408
| 2187.5071 | 1140.5408
| 2187.4333 | 1140.5408
| 2187.3646 | 1140.5408
| 2187.2784 | 1140.5408
| 2187.2032 | 1140.5408
| 2187.1263 | 1140.5408
| 2187.034 | 1140.5408
| 2186.9649 | 1140.5408
| 2186.9111 | 1140.5408
| 2186.8653 | 1140.5408
| 2186.7523 | 1140.5408
| 2186.7194 | 1140.5408
| 2186.6761 | 1140.5408
| 2186.6132 | 1140.5408
| 2186.5093 | 1140.5408
| 2186.4261 | 1140.5408
| 2186.3505 | 1140.5408
| 2186.3073 | 1140.5408
| 2186.2624 | 1140.5408
| 2186.2058 | 1140.5408
| 2186.1449 | 1140.5408
| 2186.0791 | 1140.5408
| 2186.0021 | 1140.5408
| 2185.925 | 1140.5408
| 2185.8445 | 1140.5408
| 2185.7691 | 1140.5408
| 2185.6998 | 1140.5408
| 2185.6526 | 1140.5408
| 2185.6189 | 1140.5408
| 2185.5705 | 1140.5408
| 2185.4636 | 1140.5408
| 2185.3684 | 1140.5408
| 2185.2662 | 1140.5408
| 2185.1827 | 1140.5408
| 2185.1205 | 1140.5408
| 2185.0434 | 1140.5408
| 2184.9845 | 1140.5408
| 2184.9405 | 1140.5408
| 2184.893 | 1140.5408
| 2184.7964 | 1140.5408
| 2184.7405 | 1140.5408
| 2184.6656 | 1140.5408
| 2184.625 | 1140.5408
| 2184.5818 | 1140.5408
| 2184.5028 | 1140.5408
| 2184.4376 | 1140.5408
| 2184.3649 | 1140.5408
| 2184.3097 | 1140.5408
| 2184.2305 | 1140.5408
| 2184.181 | 1140.5408
| 2184.1281 | 1140.5408
| 2184.0672 | 1140.5408
| 2184.0073 | 1140.5408
| 2183.943 | 1140.5408
| 2183.8757 | 1140.5408
| 2183.7268 | 1140.5408
| 2183.655 | 1140.5408
| 2183.5836 | 1140.5408
| 2183.5331 | 1140.5408
| 2183.4863 | 1140.5408
| 2183.4334 | 1140.5408
| 2183.3479 | 1140.5408
| 2183.2933 | 1140.5408
| 2183.1671 | 1140.5408
| 2183.0701 | 1140.5408
| 2182.9967 | 1140.5408
| 2182.9361 | 1140.5408
| 2182.8691 | 1140.5408
| 2182.784 | 1140.5408
| 2182.6918 | 1140.5408
| 2182.5989 | 1140.5408
| 2182.4678 | 1140.5408
| 2182.3757 | 1140.5408
| 2182.282 | 1140.5408
| 2182.2161 | 1140.5408
| 2182.1258 | 1140.5408
| 2182.0436 | 1140.5408
| 2181.9833 | 1140.5408
| 2181.9013 | 1140.5408
| 2181.8333 | 1140.5408
| 2181.7815 | 1140.5408
| 2181.7194 | 1140.5408
| 2181.6576 | 1140.5408
| 2181.6137 | 1140.5408
| 2181.5312 | 1140.5408
| 2181.44 | 1140.5408
| 2181.399 | 1140.5408
| 2181.3478 | 1140.5408
| 2181.2737 | 1140.5408
| 2181.2333 | 1140.5408
| 2181.1859 | 1140.5408
| 2181.1249 | 1140.5408
| 2181.0586 | 1140.5408
| 2180.9822 | 1140.5408
| 2180.9136 | 1140.5408
| 2180.8461 | 1140.5408
| 2180.7627 | 1140.5408
| 2180.6734 | 1140.5408
| 2180.645 | 1140.5408
| 2180.5786 | 1140.5408
| 2180.541 | 1140.5408
| 2180.4743 | 1140.5408
| 2180.3939 | 1140.5408
| 2180.3404 | 1140.5408
| 2180.2735 | 1140.5408
| 2180.2131 | 1140.5408
| 2180.1192 | 1140.5408
| 2180.0548 | 1140.5408
| 2180.0207 | 1140.5408
| 2179.9496 | 1140.5408
| 2179.8664 | 1140.5408
| 2179.776 | 1140.5408
| 2179.7115 | 1140.5408
| 2179.6562 | 1140.5408
| 2179.6275 | 1140.5408
| 2179.5903 | 1140.5408
| 2179.4789 | 1140.5408
| 2179.431 | 1140.5408
| 2179.3771 | 1140.5408
| 2179.2762 | 1140.5408
| 2179.1917 | 1140.5408
| 2179.1588 | 1140.5408
| 2179.1102 | 1140.5408
| 2179.0414 | 1140.5408
| 2178.9602 | 1140.5408
| 2178.9097 | 1140.5408
| 2178.8539 | 1140.5408
| 2178.7807 | 1140.5408
| 2178.7083 | 1140.5408
| 2178.6591 | 1140.5408
| 2178.5907 | 1140.5408
| 2178.5383 | 1140.5408
| 2178.4815 | 1140.5408
| 2178.402 | 1140.5408
| 2178.3324 | 1140.5408
| 2178.2535 | 1140.5408
| 2178.1921 | 1140.5408
| 2178.0984 | 1140.5408
| 2178.0475 | 1140.5408
| 2177.9663 | 1140.5408
| 2177.9211 | 1140.5408
| 2177.8631 | 1140.5408
| 2177.7903 | 1140.5408
| 2177.7201 | 1140.5408
| 2177.687 | 1140.5408
| 2177.6331 | 1140.5408
| 2177.5767 | 1140.5408
| 2177.5106 | 1140.5408
| 2177.4254 | 1140.5408
| 2177.3834 | 1140.5408
| 2177.3483 | 1140.5408
| 2177.2538 | 1140.5408
| 2177.1939 | 1140.5408
| 2177.1329 | 1140.5408
| 2177.0419 | 1140.5408
| 2176.9688 | 1140.5408
| 2176.9139 | 1140.5408
| 2176.8285 | 1140.5408
| 2176.7747 | 1140.5408
| 2176.7244 | 1140.5408
| 2176.6208 | 1140.5408
| 2176.5585 | 1140.5408
| 2176.4879 | 1140.5408
| 2176.4213 | 1140.5408
| 2176.3558 | 1140.5408
| 2176.2949 | 1140.5408
| 2176.2473 | 1140.5408
| 2176.1664 | 1140.5408
| 2176.0944 | 1140.5408
| 2176.0026 | 1140.5408
| 2175.9178 | 1140.5408
| 2175.8375 | 1140.5408
| 2175.7658 | 1140.5408
| 2175.688 | 1140.5408
| 2175.6309 | 1140.5408
| 2175.5753 | 1140.5408
| 2175.508 | 1140.5408
| 2175.4527 | 1140.5408
| 2175.3784 | 1140.5408
| 2175.2879 | 1140.5408
| 2175.2337 | 1140.5408
| 2175.1684 | 1140.5408
| 2175.1122 | 1140.5408
| 2175.0379 | 1140.5408
| 2174.9845 | 1140.5408
| 2174.9278 | 1140.5408
| 2174.8666 | 1140.5408
| 2174.8033 | 1140.5408
| 2174.7602 | 1140.5408
| 2174.6575 | 1140.5408
| 2174.5992 | 1140.5408
| 2174.4964 | 1140.5408
| 2174.4238 | 1140.5408
| 2174.3711 | 1140.5408
| 2174.3128 | 1140.5408
| 2174.2652 | 1140.5408
| 2174.1614 | 1140.5408
| 2174.0827 | 1140.5408
| 2174.0434 | 1140.5408
| 2173.9631 | 1140.5408
| 2173.882 | 1140.5408
| 2173.8291 | 1140.5408
| 2173.7641 | 1140.5408
| 2173.705 | 1140.5408
| 2173.5985 | 1140.5408
| 2173.5438 | 1140.5408
| 2173.4532 | 1140.5408
| 2173.3923 | 1140.5408
| 2173.2994 | 1140.5408
| 2173.2271 | 1140.5408
| 2173.1648 | 1140.5408
| 2173.104 | 1140.5408
| 2173.047 | 1140.5408
| 2172.9648 | 1140.5408
| 2172.9106 | 1140.5408
| 2172.8256 | 1140.5408
| 2172.7888 | 1140.5408
| 2172.7093 | 1140.5408
| 2172.6223 | 1140.5408
| 2172.5797 | 1140.5408
| 2172.4914 | 1140.5408
| 2172.4215 | 1140.5408
| 2172.3587 | 1140.5408
| 2172.3034 | 1140.5408
| 2172.2181 | 1140.5408
| 2172.1504 | 1140.5408
| 2172.0914 | 1140.5408
| 2172.0076 | 1140.5408
| 2171.9234 | 1140.5408
| 2171.838 | 1140.5408
| 2171.7866 | 1140.5408
| 2171.7383 | 1140.5408
| 2171.6826 | 1140.5408
| 2171.6009 | 1140.5408
| 2171.5669 | 1140.5408
| 2171.4939 | 1140.5408
| 2171.4299 | 1140.5408
| 2171.3811 | 1140.5408
| 2171.3419 | 1140.5408
| 2171.279 | 1140.5408
| 2171.2421 | 1140.5408
| 2171.2019 | 1140.5408
| 2171.0854 | 1140.5408
| 2171.0303 | 1140.5408
| 2170.9805 | 1140.5408
| 2170.909 | 1140.5408
| 2170.8587 | 1140.5408
| 2170.7877 | 1140.5408
| 2170.6955 | 1140.5408
| 2170.6045 | 1140.5408
| 2170.5538 | 1140.5408
| 2170.4706 | 1140.5408
| 2170.3968 | 1140.5408
| 2170.3528 | 1140.5408
| 2170.2343 | 1140.5408
| 2170.1839 | 1140.5408
| 2170.1038 | 1140.5408
| 2170.0206 | 1140.5408
| 2169.9768 | 1140.5408
| 2169.923 | 1140.5408
| 2169.8317 | 1140.5408
| 2169.7814 | 1140.5408
| 2169.742 | 1140.5408
| 2169.6672 | 1140.5408
| 2169.5827 | 1140.5408
| 2169.5117 | 1140.5408
| 2169.3865 | 1140.5408
| 2169.3311 | 1140.5408
| 2169.2718 | 1140.5408
| 2169.2048 | 1140.5408
| 2169.1308 | 1140.5408
| 2169.0901 | 1140.5408
| 2169.0388 | 1140.5408
| 2168.9528 | 1140.5408
| 2168.8684 | 1140.5408
| 2168.7984 | 1140.5408
| 2168.7482 | 1140.5408
| 2168.6795 | 1140.5408
| 2168.5748 | 1140.5408
| 2168.5095 | 1140.5408
| 2168.4293 | 1140.5408
| 2168.3669 | 1140.5408
| 2168.3153 | 1140.5408
| 2168.2662 | 1140.5408
| 2168.2039 | 1140.5408
| 2168.1381 | 1140.5408
| 2168.0799 | 1140.5408
| 2168.0245 | 1140.5408
| 2167.9439 | 1140.5408
| 2167.8906 | 1140.5408
| 2167.7925 | 1140.5408
| 2167.708 | 1140.5408
| 2167.6277 | 1140.5408
| 2167.5786 | 1140.5408
| 2167.4833 | 1140.5408
| 2167.4295 | 1140.5408
| 2167.3572 | 1140.5408
| 2167.2756 | 1140.5408
| 2167.1925 | 1140.5408
| 2167.1143 | 1140.5408
| 2167.0458 | 1140.5408
| 2166.9846 | 1140.5408
| 2166.9404 | 1140.5408
| 2166.8464 | 1140.5408
| 2166.7591 | 1140.5408
| 2166.6879 | 1140.5408
| 2166.595 | 1140.5408
| 2166.5376 | 1140.5408
| 2166.4925 | 1140.5408
| 2166.4395 | 1140.5408
| 2166.3686 | 1140.5408
| 2166.3307 | 1140.5408
| 2166.2578 | 1140.5408
| 2166.1896 | 1140.5408
| 2166.145 | 1140.5408
| 2166.0629 | 1140.5408
| 2166.0028 | 1140.5408
| 2165.9542 | 1140.5408
| 2165.8735 | 1140.5408
| 2165.7869 | 1140.5408
| 2165.7319 | 1140.5408
| 2165.6701 | 1140.5408
| 2165.594 | 1140.5408
| 2165.5562 | 1140.5408
| 2165.5053 | 1140.5408
| 2165.4769 | 1140.5408
| 2165.4027 | 1140.5408
| 2165.369 | 1140.5408
| 2165.2905 | 1140.5408
| 2165.2244 | 1140.5408
| 2165.1528 | 1140.5408
| 2165.0678 | 1140.5408
| 2164.994 | 1140.5408
| 2164.9337 | 1140.5408
| 2164.8362 | 1140.5408
| 2164.8023 | 1140.5408
| 2164.7314 | 1140.5408
| 2164.6669 | 1140.5408
| 2164.5954 | 1140.5408
| 2164.5188 | 1140.5408
| 2164.4598 | 1140.5408
| 2164.3729 | 1140.5408
| 2164.3163 | 1140.5408
| 2164.2662 | 1140.5408
| 2164.1927 | 1140.5408
| 2164.1165 | 1140.5408
| 2164.0777 | 1140.5408
| 2164.0216 | 1140.5408
| 2163.969 | 1140.5408
| 2163.9303 | 1140.5408
| 2163.8918 | 1140.5408
| 2163.8188 | 1140.5408
| 2163.7635 | 1140.5408
| 2163.7222 | 1140.5408
| 2163.6682 | 1140.5408
| 2163.6232 | 1140.5408
| 2163.5796 | 1140.5408
| 2163.4932 | 1140.5408
| 2163.4123 | 1140.5408
| 2163.3451 | 1140.5408
| 2163.2714 | 1140.5408
| 2163.2036 | 1140.5408
| 2163.1595 | 1140.5408
| 2163.0788 | 1140.5408
| 2163.0159 | 1140.5408
| 2162.9374 | 1140.5408
| 2162.8653 | 1140.5408
| 2162.8036 | 1140.5408
| 2162.7345 | 1140.5408
| 2162.6617 | 1140.5408
| 2162.602 | 1140.5408
| 2162.5255 | 1140.5408
| 2162.4642 | 1140.5408
| 2162.402 | 1140.5408
| 2162.3437 | 1140.5408
| 2162.2594 | 1140.5408
| 2162.1971 | 1140.5408
| 2162.1094 | 1140.5408
| 2162.0593 | 1140.5408
| 2161.967 | 1140.5408
| 2161.9097 | 1140.5408
| 2161.8409 | 1140.5408
| 2161.7808 | 1140.5408
| 2161.7131 | 1140.5408
| 2161.6313 | 1140.5408
| 2161.5897 | 1140.5408
| 2161.5324 | 1140.5408
| 2161.4669 | 1140.5408
| 2161.4074 | 1140.5408
| 2161.3373 | 1140.5408
| 2161.2302 | 1140.5408
| 2161.1624 | 1140.5408
| 2161.0764 | 1140.5408
| 2161.038 | 1140.5408
| 2160.9829 | 1140.5408
| 2160.9267 | 1140.5408
| 2160.8492 | 1140.5408
| 2160.7724 | 1140.5408
| 2160.73 | 1140.5408
| 2160.6834 | 1140.5408
| 2160.6155 | 1140.5408
| 2160.5696 | 1140.5408
| 2160.5137 | 1140.5408
| 2160.4681 | 1140.5408
| 2160.3661 | 1140.5408
| 2160.3038 | 1140.5408
| 2160.2251 | 1140.5408
| 2160.1296 | 1140.5408
| 2160.0595 | 1140.5408
| 2160.0094 | 1140.5408
| 2159.9562 | 1140.5408
| 2159.8988 | 1140.5408
| 2159.8478 | 1140.5408
| 2159.8056 | 1140.5408
| 2159.7611 | 1140.5408
| 2159.7185 | 1140.5408
| 2159.6501 | 1140.5408
| 2159.57 | 1140.5408
| 2159.5087 | 1140.5408
| 2159.4516 | 1140.5408
| 2159.391 | 1140.5408
| 2159.2842 | 1140.5408
| 2159.1825 | 1140.5408
| 2159.114 | 1140.5408
| 2159.0475 | 1140.5408
| 2158.9626 | 1140.5408
| 2158.9264 | 1140.5408
| 2158.8798 | 1140.5408
| 2158.8469 | 1140.5408
| 2158.7707 | 1140.5408
| 2158.672 | 1140.5408
| 2158.59 | 1140.5408
| 2158.5302 | 1140.5408
| 2158.4583 | 1140.5408
| 2158.3863 | 1140.5408
| 2158.3218 | 1140.5408
| 2158.2544 | 1140.5408
| 2158.2 | 1140.5408
| 2158.1291 | 1140.5408
| 2158.0926 | 1140.5408
| 2158.0174 | 1140.5408
| 2157.9026 | 1140.5408
| 2157.8028 | 1140.5408
| 2157.6811 | 1140.5408
| 2157.6418 | 1140.5408
| 2157.5766 | 1140.5408
| 2157.5266 | 1140.5408
| 2157.4766 | 1140.5408
| 2157.4361 | 1140.5408
| 2157.368 | 1140.5408
| 2157.292 | 1140.5408
| 2157.1884 | 1140.5408
| 2157.1322 | 1140.5408
| 2157.0591 | 1140.5408
| 2157.0114 | 1140.5408
| 2156.9113 | 1140.5408
| 2156.8658 | 1140.5408
| 2156.7995 | 1140.5408
| 2156.7368 | 1140.5408
| 2156.6409 | 1140.5408
| 2156.5664 | 1140.5408
| 2156.4818 | 1140.5408
| 2156.4504 | 1140.5408
| 2156.3838 | 1140.5408
| 2156.2783 | 1140.5408
| 2156.2362 | 1140.5408
| 2156.1902 | 1140.5408
| 2156.1444 | 1140.5408
| 2156.0792 | 1140.5408
| 2156.018 | 1140.5408
| 2155.9261 | 1140.5408
| 2155.8823 | 1140.5408
| 2155.843 | 1140.5408
| 2155.785 | 1140.5408
| 2155.7132 | 1140.5408
| 2155.6659 | 1140.5408
| 2155.5936 | 1140.5408
| 2155.5291 | 1140.5408
| 2155.4544 | 1140.5408
| 2155.3808 | 1140.5408
| 2155.3271 | 1140.5408
| 2155.2495 | 1140.5408
| 2155.1804 | 1140.5408
| 2155.0989 | 1140.5408
| 2155.0268 | 1140.5408
| 2154.9644 | 1140.5408
| 2154.9358 | 1140.5408
| 2154.8738 | 1140.5408
| 2154.7898 | 1140.5408
| 2154.7264 | 1140.5408
| 2154.642 | 1140.5408
| 2154.5774 | 1140.5408
| 2154.5197 | 1140.5408
| 2154.4504 | 1140.5408
| 2154.39 | 1140.5408
| 2154.3177 | 1140.5408
| 2154.2151 | 1140.5408
| 2154.1325 | 1140.5408
| 2154.0543 | 1140.5408
| 2154.005 | 1140.5408
| 2153.968 | 1140.5408
| 2153.8758 | 1140.5408
| 2153.82 | 1140.5408
| 2153.7716 | 1140.5408
| 2153.724 | 1140.5408
| 2153.6773 | 1140.5408
| 2153.6203 | 1140.5408
| 2153.5671 | 1140.5408
| 2153.5191 | 1140.5408
| 2153.4489 | 1140.5408
| 2153.3962 | 1140.5408
| 2153.3262 | 1140.5408
| 2153.2646 | 1140.5408
| 2153.1903 | 1140.5408
| 2153.116 | 1140.5408
| 2153.0305 | 1140.5408
| 2152.9635 | 1140.5408
| 2152.9062 | 1140.5408
| 2152.8515 | 1140.5408
| 2152.8051 | 1140.5408
| 2152.7516 | 1140.5408
| 2152.6792 | 1140.5408
| 2152.6371 | 1140.5408
| 2152.5902 | 1140.5408
| 2152.5345 | 1140.5408
| 2152.4914 | 1140.5408
| 2152.429 | 1140.5408
| 2152.353 | 1140.5408
| 2152.281 | 1140.5408
| 2152.2186 | 1140.5408
| 2152.1359 | 1140.5408
| 2152.0517 | 1140.5408
| 2151.9834 | 1140.5408
| 2151.9227 | 1140.5408
| 2151.8664 | 1140.5408
| 2151.8436 | 1140.5408
| 2151.7877 | 1140.5408
| 2151.7255 | 1140.5408
| 2151.6549 | 1140.5408
| 2151.5893 | 1140.5408
| 2151.5148 | 1140.5408
| 2151.4714 | 1140.5408
| 2151.3868 | 1140.5408
| 2151.3385 | 1140.5408
| 2151.2721 | 1140.5408
| 2151.2223 | 1140.5408
| 2151.1709 | 1140.5408
| 2151.1341 | 1140.5408
| 2151.1 | 1140.5408
| 2151.0405 | 1140.5408
| 2150.9798 | 1140.5408
| 2150.9065 | 1140.5408
| 2150.855 | 1140.5408
| 2150.806 | 1140.5408
| 2150.7655 | 1140.5408
| 2150.6993 | 1140.5408
| 2150.6274 | 1140.5408
| 2150.5833 | 1140.5408
| 2150.5246 | 1140.5408
| 2150.4629 | 1140.5408
| 2150.3916 | 1140.5408
| 2150.3168 | 1140.5408
| 2150.2476 | 1140.5408
| 2150.1786 | 1140.5408
| 2150.0936 | 1140.5408
| 2150.0493 | 1140.5408
| 2149.9785 | 1140.5408
| 2149.9139 | 1140.5408
| 2149.8373 | 1140.5408
| 2149.7947 | 1140.5408
| 2149.7325 | 1140.5408
| 2149.6694 | 1140.5408
| 2149.5796 | 1140.5408
| 2149.5368 | 1140.5408
| 2149.4792 | 1140.5408
| 2149.4203 | 1140.5408
| 2149.3389 | 1140.5408
| 2149.2807 | 1140.5408
| 2149.2006 | 1140.5408
| 2149.1681 | 1140.5408
| 2149.1186 | 1140.5408
| 2149.0619 | 1140.5408
| 2149.0015 | 1140.5408
| 2148.9505 | 1140.5408
| 2148.892 | 1140.5408
| 2148.8437 | 1140.5408
| 2148.7904 | 1140.5408
| 2148.7232 | 1140.5408
| 2148.6606 | 1140.5408
| 2148.6174 | 1140.5408
| 2148.5269 | 1140.5408
| 2148.468 | 1140.5408
| 2148.3818 | 1140.5408
| 2148.2804 | 1140.5408
| 2148.2117 | 1140.5408
| 2148.1265 | 1140.5408
| 2148.0802 | 1140.5408
| 2148.0082 | 1140.5408
| 2147.9362 | 1140.5408
| 2147.9118 | 1140.5408
| 2147.8523 | 1140.5408
| 2147.8114 | 1140.5408
| 2147.7633 | 1140.5408
| 2147.6619 | 1140.5408
| 2147.5931 | 1140.5408
| 2147.5582 | 1140.5408
| 2147.4805 | 1140.5408
| 2147.4194 | 1140.5408
| 2147.3714 | 1140.5408
| 2147.3415 | 1140.5408
| 2147.2898 | 1140.5408
| 2147.2148 | 1140.5408
| 2147.1576 | 1140.5408
| 2147.1231 | 1140.5408
| 2147.0513 | 1140.5408
| 2146.9982 | 1140.5408
| 2146.8921 | 1140.5408
| 2146.8346 | 1140.5408
| 2146.7789 | 1140.5408
| 2146.7037 | 1140.5408
| 2146.6394 | 1140.5408
| 2146.5869 | 1140.5408
| 2146.5263 | 1140.5408
| 2146.4274 | 1140.5408
| 2146.3622 | 1140.5408
| 2146.3083 | 1140.5408
| 2146.2619 | 1140.5408
| 2146.1673 | 1140.5408
| 2146.1121 | 1140.5408
| 2146.0221 | 1140.5408
| 2145.9792 | 1140.5408
| 2145.9406 | 1140.5408
| 2145.8624 | 1140.5408
| 2145.8122 | 1140.5408
| 2145.7392 | 1140.5408
| 2145.6932 | 1140.5408
| 2145.6409 | 1140.5408
| 2145.596 | 1140.5408
| 2145.5115 | 1140.5408
| 2145.4677 | 1140.5408
| 2145.4377 | 1140.5408
| 2145.3785 | 1140.5408
| 2145.2887 | 1140.5408
| 2145.2369 | 1140.5408
| 2145.1703 | 1140.5408
| 2145.1242 | 1140.5408
| 2145.0861 | 1140.5408
| 2145.0242 | 1140.5408
| 2144.9693 | 1140.5408
| 2144.9194 | 1140.5408
| 2144.8433 | 1140.5408
| 2144.7314 | 1140.5408
| 2144.6817 | 1140.5408
| 2144.641 | 1140.5408
| 2144.5434 | 1140.5408
| 2144.4878 | 1140.5408
| 2144.4311 | 1140.5408
| 2144.3762 | 1140.5408
| 2144.3286 | 1140.5408
| 2144.2558 | 1140.5408
| 2144.197 | 1140.5408
| 2144.1437 | 1140.5408
| 2144.0827 | 1140.5408
| 2144.0051 | 1140.5408
| 2143.934 | 1140.5408
| 2143.8857 | 1140.5408
| 2143.8104 | 1140.5408
| 2143.7198 | 1140.5408
| 2143.6586 | 1140.5408
| 2143.6191 | 1140.5408
| 2143.5761 | 1140.5408
| 2143.522 | 1140.5408
| 2143.4704 | 1140.5408
| 2143.4181 | 1140.5408
| 2143.3731 | 1140.5408
| 2143.3414 | 1140.5408
| 2143.2988 | 1140.5408
| 2143.2354 | 1140.5408
| 2143.1772 | 1140.5408
| 2143.0808 | 1140.5408
| 2143.0276 | 1140.5408
| 2142.9563 | 1140.5408
| 2142.912 | 1140.5408
| 2142.8433 | 1140.5408
| 2142.7904 | 1140.5408
| 2142.754 | 1140.5408
| 2142.6822 | 1140.5408
| 2142.6348 | 1140.5408
| 2142.6038 | 1140.5408
| 2142.5537 | 1140.5408
| 2142.5055 | 1140.5408
| 2142.459 | 1140.5408
| 2142.4065 | 1140.5408
| 2142.3574 | 1140.5408
| 2142.3187 | 1140.5408
| 2142.2436 | 1140.5408
| 2142.1896 | 1140.5408
| 2142.141 | 1140.5408
| 2142.0979 | 1140.5408
| 2142.0725 | 1140.5408
| 2141.991 | 1140.5408
| 2141.9357 | 1140.5408
| 2141.8779 | 1140.5408
| 2141.8375 | 1140.5408
| 2141.7806 | 1140.5408
| 2141.7346 | 1140.5408
| 2141.6882 | 1140.5408
| 2141.6206 | 1140.5408
| 2141.5966 | 1140.5408
| 2141.5136 | 1140.5408
| 2141.4662 | 1140.5408
| 2141.3969 | 1140.5408
| 2141.3236 | 1140.5408
| 2141.2208 | 1140.5408
| 2141.1467 | 1140.5408
| 2141.0945 | 1140.5408
| 2141.0573 | 1140.5408
| 2141.0013 | 1140.5408
| 2140.9786 | 1140.5408
| 2140.9151 | 1140.5408
| 2140.8405 | 1140.5408
| 2140.7742 | 1140.5408
| 2140.7249 | 1140.5408
| 2140.6973 | 1140.5408
| 2140.6653 | 1140.5408
| 2140.6251 | 1140.5408
| 2140.5443 | 1140.5408
| 2140.4388 | 1140.5408
| 2140.374 | 1140.5408
| 2140.3115 | 1140.5408
| 2140.251 | 1140.5408
| 2140.1972 | 1140.5408
| 2140.1242 | 1140.5408
| 2140.0797 | 1140.5408
| 2140.0504 | 1140.5408
| 2139.9945 | 1140.5408
| 2139.9491 | 1140.5408
| 2139.8813 | 1140.5408
| 2139.836 | 1140.5408
| 2139.793 | 1140.5408
| 2139.7593 | 1140.5408
| 2139.7038 | 1140.5408
| 2139.6356 | 1140.5408
| 2139.5552 | 1140.5408
| 2139.4821 | 1140.5408
| 2139.4511 | 1140.5408
| 2139.3838 | 1140.5408
| 2139.3083 | 1140.5408
| 2139.2502 | 1140.5408
| 2139.2083 | 1140.5408
| 2139.1571 | 1140.5408
| 2139.1025 | 1140.5408
| 2139.0729 | 1140.5408
| 2139.0098 | 1140.5408
| 2138.9326 | 1140.5408
| 2138.9005 | 1140.5408
| 2138.8448 | 1140.5408
| 2138.7547 | 1140.5408
| 2138.6833 | 1140.5408
| 2138.5932 | 1140.5408
| 2138.5411 | 1140.5408
| 2138.4686 | 1140.5408
| 2138.4062 | 1140.5408
| 2138.3261 | 1140.5408
| 2138.2654 | 1140.5408
| 2138.1968 | 1140.5408
| 2138.1365 | 1140.5408
| 2138.0677 | 1140.5408
| 2138.0083 | 1140.5408
| 2137.9399 | 1140.5408
| 2137.8782 | 1140.5408
| 2137.8243 | 1140.5408
| 2137.7823 | 1140.5408
| 2137.7461 | 1140.5408
| 2137.697 | 1140.5408
| 2137.6501 | 1140.5408
| 2137.5828 | 1140.5408
| 2137.5414 | 1140.5408
| 2137.4727 | 1140.5408
| 2137.4002 | 1140.5408
| 2137.3346 | 1140.5408
| 2137.2915 | 1140.5408
| 2137.2329 | 1140.5408
| 2137.1448 | 1140.5408
| 2137.07 | 1140.5408
| 2137.0068 | 1140.5408
| 2136.947 | 1140.5408
| 2136.8627 | 1140.5408
| 2136.8286 | 1140.5408
| 2136.7824 | 1140.5408
| 2136.716 | 1140.5408
| 2136.6185 | 1140.5408
| 2136.57 | 1140.5408
| 2136.4926 | 1140.5408
| 2136.4441 | 1140.5408
| 2136.4164 | 1140.5408
| 2136.3649 | 1140.5408
| 2136.2851 | 1140.5408
| 2136.2368 | 1140.5408
| 2136.1742 | 1140.5408
| 2136.1223 | 1140.5408
| 2136.0732 | 1140.5408
| 2135.9699 | 1140.5408
| 2135.9209 | 1140.5408
| 2135.854 | 1140.5408
| 2135.8137 | 1140.5408
| 2135.7265 | 1140.5408
| 2135.6662 | 1140.5408
| 2135.5885 | 1140.5408
| 2135.5418 | 1140.5408
| 2135.4967 | 1140.5408
| 2135.4436 | 1140.5408
| 2135.4037 | 1140.5408
| 2135.317 | 1140.5408
| 2135.2257 | 1140.5408
| 2135.1784 | 1140.5408
| 2135.1261 | 1140.5408
| 2135.0644 | 1140.5408
| 2135.0057 | 1140.5408
| 2134.9477 | 1140.5408
| 2134.8675 | 1140.5408
| 2134.8227 | 1140.5408
| 2134.7769 | 1140.5408
| 2134.7479 | 1140.5408
| 2134.6814 | 1140.5408
| 2134.6136 | 1140.5408
| 2134.5704 | 1140.5408
| 2134.4882 | 1140.5408
| 2134.4036 | 1140.5408
| 2134.3251 | 1140.5408
| 2134.2567 | 1140.5408
| 2134.1839 | 1140.5408
| 2134.1205 | 1140.5408
| 2134.064 | 1140.5408
| 2134.0363 | 1140.5408
| 2133.9558 | 1140.5408
| 2133.9161 | 1140.5408
| 2133.8025 | 1140.5408
| 2133.7415 | 1140.5408
| 2133.6929 | 1140.5408
| 2133.6201 | 1140.5408
| 2133.5713 | 1140.5408
| 2133.5355 | 1140.5408
| 2133.4978 | 1140.5408
| 2133.3891 | 1140.5408
| 2133.3242 | 1140.5408
| 2133.2778 | 1140.5408
| 2133.2199 | 1140.5408
| 2133.1526 | 1140.5408
| 2133.1045 | 1140.5408
| 2133.0535 | 1140.5408
| 2132.9837 | 1140.5408
| 2132.8967 | 1140.5408
| 2132.8258 | 1140.5408
| 2132.7828 | 1140.5408
| 2132.72 | 1140.5408
| 2132.6776 | 1140.5408
| 2132.5891 | 1140.5408
| 2132.5452 | 1140.5408
| 2132.4657 | 1140.5408
| 2132.4061 | 1140.5408
| 2132.3075 | 1140.5408
| 2132.2279 | 1140.5408
| 2132.1856 | 1140.5408
| 2132.135 | 1140.5408
| 2132.0852 | 1140.5408
| 2132.042 | 1140.5408
| 2131.9236 | 1140.5408
| 2131.8592 | 1140.5408
| 2131.758 | 1140.5408
| 2131.7078 | 1140.5408
| 2131.6732 | 1140.5408
| 2131.6181 | 1140.5408
| 2131.5706 | 1140.5408
| 2131.5244 | 1140.5408
| 2131.4889 | 1140.5408
| 2131.4411 | 1140.5408
| 2131.3937 | 1140.5408
| 2131.3131 | 1140.5408
| 2131.2642 | 1140.5408
| 2131.2048 | 1140.5408
| 2131.1413 | 1140.5408
| 2131.0843 | 1140.5408
| 2131.0338 | 1140.5408
| 2130.9665 | 1140.5408
| 2130.933 | 1140.5408
| 2130.8995 | 1140.5408
| 2130.8494 | 1140.5408
| 2130.7366 | 1140.5408
| 2130.6915 | 1140.5408
| 2130.6266 | 1140.5408
| 2130.5861 | 1140.5408
| 2130.5164 | 1140.5408
| 2130.4527 | 1140.5408
| 2130.396 | 1140.5408
| 2130.3566 | 1140.5408
| 2130.2926 | 1140.5408
| 2130.2327 | 1140.5408
| 2130.1697 | 1140.5408
| 2130.1114 | 1140.5408
| 2130.0785 | 1140.5408
| 2130.0229 | 1140.5408
| 2129.9644 | 1140.5408
| 2129.8802 | 1140.5408
| 2129.8183 | 1140.5408
| 2129.7671 | 1140.5408
| 2129.707 | 1140.5408
| 2129.6658 | 1140.5408
| 2129.5951 | 1140.5408
| 2129.5357 | 1140.5408
| 2129.4686 | 1140.5408
| 2129.4054 | 1140.5408
| 2129.3428 | 1140.5408
| 2129.2828 | 1140.5408
| 2129.2275 | 1140.5408
| 2129.1594 | 1140.5408
| 2129.1124 | 1140.5408
| 2129.0242 | 1140.5408
| 2128.9819 | 1140.5408
| 2128.9049 | 1140.5408
| 2128.801 | 1140.5408
| 2128.7555 | 1140.5408
| 2128.7314 | 1140.5408
| 2128.6744 | 1140.5408
| 2128.6059 | 1140.5408
| 2128.5384 | 1140.5408
| 2128.4787 | 1140.5408
| 2128.44 | 1140.5408
| 2128.4006 | 1140.5408
| 2128.3502 | 1140.5408
| 2128.3184 | 1140.5408
| 2128.2513 | 1140.5408
| 2128.2259 | 1140.5408
| 2128.18 | 1140.5408
| 2128.1465 | 1140.5408
| 2128.1063 | 1140.5408
| 2128.0576 | 1140.5408
| 2128.0044 | 1140.5408
| 2127.9349 | 1140.5408
| 2127.8849 | 1140.5408
| 2127.8276 | 1140.5408
| 2127.7713 | 1140.5408
| 2127.7042 | 1140.5408
| 2127.6315 | 1140.5408
| 2127.5367 | 1140.5408
| 2127.4886 | 1140.5408
| 2127.4191 | 1140.5408
| 2127.3735 | 1140.5408
| 2127.3321 | 1140.5408
| 2127.2982 | 1140.5408
| 2127.2403 | 1140.5408
| 2127.1429 | 1140.5408
| 2127.0598 | 1140.5408
| 2126.9806 | 1140.5408
| 2126.9303 | 1140.5408
| 2126.8791 | 1140.5408
| 2126.8338 | 1140.5408
| 2126.7811 | 1140.5408
| 2126.7011 | 1140.5408
| 2126.6383 | 1140.5408
| 2126.5784 | 1140.5408
| 2126.5145 | 1140.5408
| 2126.4697 | 1140.5408
| 2126.4021 | 1140.5408
| 2126.3554 | 1140.5408
| 2126.2831 | 1140.5408
| 2126.2452 | 1140.5408
| 2126.1624 | 1140.5408
| 2126.0823 | 1140.5408
| 2126.0351 | 1140.5408
| 2125.9713 | 1140.5408
| 2125.9192 | 1140.5408
| 2125.8721 | 1140.5408
| 2125.76 | 1140.5408
| 2125.7074 | 1140.5408
| 2125.6615 | 1140.5408
| 2125.598 | 1140.5408
| 2125.5286 | 1140.5408
| 2125.4732 | 1140.5408
| 2125.4332 | 1140.5408
| 2125.3682 | 1140.5408
| 2125.313 | 1140.5408
| 2125.2609 | 1140.5408
| 2125.2336 | 1140.5408
| 2125.1726 | 1140.5408
| 2125.1222 | 1140.5408
| 2125.0693 | 1140.5408
| 2125.0049 | 1140.5408
| 2124.9326 | 1140.5408
| 2124.8711 | 1140.5408
| 2124.7999 | 1140.5408
| 2124.736 | 1140.5408
| 2124.6828 | 1140.5408
| 2124.6073 | 1140.5408
| 2124.5769 | 1140.5408
| 2124.5166 | 1140.5408
| 2124.4837 | 1140.5408
| 2124.3886 | 1140.5408
| 2124.3118 | 1140.5408
| 2124.2144 | 1140.5408
| 2124.1713 | 1140.5408
| 2124.1262 | 1140.5408
| 2124.0801 | 1140.5408
| 2124.0328 | 1140.5408
| 2123.9974 | 1140.5408
| 2123.9076 | 1140.5408
| 2123.8636 | 1140.5408
| 2123.8036 | 1140.5408
| 2123.7443 | 1140.5408
| 2123.7027 | 1140.5408
| 2123.6646 | 1140.5408
| 2123.6254 | 1140.5408
| 2123.5449 | 1140.5408
| 2123.5148 | 1140.5408
| 2123.4655 | 1140.5408
| 2123.4123 | 1140.5408
| 2123.3525 | 1140.5408
| 2123.2841 | 1140.5408
| 2123.228 | 1140.5408
| 2123.1714 | 1140.5408
| 2123.1174 | 1140.5408
| 2123.0607 | 1140.5408
| 2123.0145 | 1140.5408
| 2122.9526 | 1140.5408
| 2122.9142 | 1140.5408
| 2122.8548 | 1140.5408
| 2122.8119 | 1140.5408
| 2122.7635 | 1140.5408
| 2122.6751 | 1140.5408
| 2122.5945 | 1140.5408
| 2122.5431 | 1140.5408
| 2122.5015 | 1140.5408
| 2122.4221 | 1140.5408
| 2122.3661 | 1140.5408
| 2122.3111 | 1140.5408
| 2122.254 | 1140.5408
| 2122.1723 | 1140.5408
| 2122.088 | 1140.5408
| 2122.0176 | 1140.5408
| 2121.9401 | 1140.5408
| 2121.8901 | 1140.5408
| 2121.8487 | 1140.5408
| 2121.8013 | 1140.5408
| 2121.7428 | 1140.5408
| 2121.6767 | 1140.5408
| 2121.6208 | 1140.5408
| 2121.5605 | 1140.5408
| 2121.4921 | 1140.5408
| 2121.414 | 1140.5408
| 2121.3548 | 1140.5408
| 2121.3052 | 1140.5408
| 2121.2515 | 1140.5408
| 2121.2063 | 1140.5408
| 2121.1315 | 1140.5408
| 2121.0844 | 1140.5408
| 2120.9678 | 1140.5408
| 2120.9384 | 1140.5408
| 2120.8748 | 1140.5408
| 2120.8446 | 1140.5408
| 2120.784 | 1140.5408
| 2120.7238 | 1140.5408
| 2120.6574 | 1140.5408
| 2120.6087 | 1140.5408
| 2120.5398 | 1140.5408
| 2120.4585 | 1140.5408
| 2120.3933 | 1140.5408
| 2120.3358 | 1140.5408
| 2120.277 | 1140.5408
| 2120.2045 | 1140.5408
| 2120.1245 | 1140.5408
| 2120.0809 | 1140.5408
| 2120.026 | 1140.5408
| 2119.9445 | 1140.5408
| 2119.8952 | 1140.5408
| 2119.8316 | 1140.5408
| 2119.7686 | 1140.5408
| 2119.711 | 1140.5408
| 2119.6583 | 1140.5408
| 2119.5867 | 1140.5408
| 2119.5206 | 1140.5408
| 2119.4407 | 1140.5408
| 2119.3632 | 1140.5408
| 2119.3246 | 1140.5408
| 2119.2804 | 1140.5408
| 2119.2121 | 1140.5408
| 2119.1488 | 1140.5408
| 2119.0518 | 1140.5408
| 2118.9835 | 1140.5408
| 2118.8951 | 1140.5408
| 2118.8418 | 1140.5408
| 2118.7959 | 1140.5408
| 2118.7302 | 1140.5408
| 2118.6711 | 1140.5408
| 2118.6371 | 1140.5408
| 2118.5986 | 1140.5408
| 2118.53 | 1140.5408
| 2118.4971 | 1140.5408
| 2118.4338 | 1140.5408
| 2118.3995 | 1140.5408
| 2118.3298 | 1140.5408
| 2118.2867 | 1140.5408
| 2118.2435 | 1140.5408
| 2118.1659 | 1140.5408
| 2118.1075 | 1140.5408
| 2118.0498 | 1140.5408
| 2118.0105 | 1140.5408
| 2117.94 | 1140.5408
| 2117.9011 | 1140.5408
| 2117.8418 | 1140.5408
| 2117.7709 | 1140.5408
| 2117.7257 | 1140.5408
| 2117.6753 | 1140.5408
| 2117.6168 | 1140.5408
| 2117.5774 | 1140.5408
| 2117.5206 | 1140.5408
| 2117.4317 | 1140.5408
| 2117.3545 | 1140.5408
| 2117.3005 | 1140.5408
| 2117.218 | 1140.5408
| 2117.1653 | 1140.5408
| 2117.1072 | 1140.5408
| 2117.0662 | 1140.5408
| 2116.9975 | 1140.5408
| 2116.9435 | 1140.5408
| 2116.8931 | 1140.5408
| 2116.8346 | 1140.5408
| 2116.7877 | 1140.5408
| 2116.7353 | 1140.5408
| 2116.6854 | 1140.5408
| 2116.6358 | 1140.5408
| 2116.5609 | 1140.5408
| 2116.4754 | 1140.5408
| 2116.417 | 1140.5408
| 2116.358 | 1140.5408
| 2116.3017 | 1140.5408
| 2116.2388 | 1140.5408
| 2116.1726 | 1140.5408
| 2116.0929 | 1140.5408
| 2116.0398 | 1140.5408
| 2116.0121 | 1140.5408
| 2115.9542 | 1140.5408
| 2115.8831 | 1140.5408
| 2115.8398 | 1140.5408
| 2115.763 | 1140.5408
| 2115.6929 | 1140.5408
| 2115.6608 | 1140.5408
| 2115.6023 | 1140.5408
| 2115.5559 | 1140.5408
| 2115.5206 | 1140.5408
| 2115.4556 | 1140.5408
| 2115.4191 | 1140.5408
| 2115.351 | 1140.5408
| 2115.2918 | 1140.5408
| 2115.2355 | 1140.5408
| 2115.1828 | 1140.5408
| 2115.1279 | 1140.5408
| 2115.0445 | 1140.5408
| 2114.9693 | 1140.5408
| 2114.9181 | 1140.5408
| 2114.839 | 1140.5408
| 2114.7901 | 1140.5408
| 2114.7473 | 1140.5408
| 2114.6577 | 1140.5408
| 2114.5621 | 1140.5408
| 2114.4999 | 1140.5408
| 2114.4362 | 1140.5408
| 2114.4039 | 1140.5408
| 2114.3371 | 1140.5408
| 2114.2954 | 1140.5408
| 2114.2396 | 1140.5408
| 2114.1597 | 1140.5408
| 2114.0781 | 1140.5408
| 2114.0222 | 1140.5408
| 2113.9634 | 1140.5408
| 2113.9023 | 1140.5408
| 2113.8258 | 1140.5408
| 2113.7824 | 1140.5408
| 2113.7306 | 1140.5408
| 2113.676 | 1140.5408
| 2113.6297 | 1140.5408
| 2113.5734 | 1140.5408
| 2113.5389 | 1140.5408
| 2113.4986 | 1140.5408
| 2113.4682 | 1140.5408
| 2113.428 | 1140.5408
| 2113.3741 | 1140.5408
| 2113.3096 | 1140.5408
| 2113.2613 | 1140.5408
| 2113.2049 | 1140.5408
| 2113.1142 | 1140.5408
| 2113.0153 | 1140.5408
| 2112.9225 | 1140.5408
| 2112.8736 | 1140.5408
| 2112.8018 | 1140.5408
| 2112.7123 | 1140.5408
| 2112.6535 | 1140.5408
| 2112.6034 | 1140.5408
| 2112.5312 | 1140.5408
| 2112.4948 | 1140.5408
| 2112.4386 | 1140.5408
| 2112.3962 | 1140.5408
| 2112.3405 | 1140.5408
| 2112.3017 | 1140.5408
| 2112.2614 | 1140.5408
| 2112.2203 | 1140.5408
| 2112.1851 | 1140.5408
| 2112.1391 | 1140.5408
| 2112.0979 | 1140.5408
| 2112.0191 | 1140.5408
| 2111.9596 | 1140.5408
| 2111.9281 | 1140.5408
| 2111.8868 | 1140.5408
| 2111.8431 | 1140.5408
| 2111.7954 | 1140.5408
| 2111.7533 | 1140.5408
| 2111.691 | 1140.5408
| 2111.628 | 1140.5408
| 2111.5805 | 1140.5408
| 2111.5372 | 1140.5408
| 2111.5063 | 1140.5408
| 2111.4661 | 1140.5408
| 2111.4194 | 1140.5408
| 2111.3835 | 1140.5408
| 2111.3152 | 1140.5408
| 2111.2607 | 1140.5408
| 2111.19 | 1140.5408
| 2111.1272 | 1140.5408
| 2111.0788 | 1140.5408
| 2111.0435 | 1140.5408
| 2110.9983 | 1140.5408
| 2110.9385 | 1140.5408
| 2110.8559 | 1140.5408
| 2110.8238 | 1140.5408
| 2110.7465 | 1140.5408
| 2110.6961 | 1140.5408
| 2110.6366 | 1140.5408
| 2110.5919 | 1140.5408
| 2110.54 | 1140.5408
| 2110.4882 | 1140.5408
| 2110.4511 | 1140.5408
| 2110.3765 | 1140.5408
| 2110.3087 | 1140.5408
| 2110.2354 | 1140.5408
| 2110.1689 | 1140.5408
| 2110.1269 | 1140.5408
| 2110.0788 | 1140.5408
| 2110.0392 | 1140.5408
| 2109.9767 | 1140.5408
| 2109.8798 | 1140.5408
| 2109.7985 | 1140.5408
| 2109.7391 | 1140.5408
| 2109.6997 | 1140.5408
| 2109.6268 | 1140.5408
| 2109.573 | 1140.5408
| 2109.5254 | 1140.5408
| 2109.4715 | 1140.5408
| 2109.4202 | 1140.5408
| 2109.359 | 1140.5408
| 2109.3069 | 1140.5408
| 2109.2488 | 1140.5408
| 2109.1825 | 1140.5408
| 2109.1204 | 1140.5408
| 2109.0728 | 1140.5408
| 2108.9951 | 1140.5408
| 2108.9515 | 1140.5408
| 2108.8809 | 1140.5408
| 2108.7979 | 1140.5408
| 2108.732 | 1140.5408
| 2108.6341 | 1140.5408
| 2108.5805 | 1140.5408
| 2108.5408 | 1140.5408
| 2108.4691 | 1140.5408
| 2108.3684 | 1140.5408
| 2108.3228 | 1140.5408
| 2108.252 | 1140.5408
| 2108.2112 | 1140.5408
| 2108.1713 | 1140.5408
| 2108.1058 | 1140.5408
| 2108.0256 | 1140.5408
| 2107.9697 | 1140.5408
| 2107.9208 | 1140.5408
| 2107.8604 | 1140.5408
| 2107.8179 | 1140.5408
| 2107.7548 | 1140.5408
| 2107.6982 | 1140.5408
| 2107.6465 | 1140.5408
| 2107.5959 | 1140.5408
| 2107.5249 | 1140.5408
| 2107.4612 | 1140.5408
| 2107.3937 | 1140.5408
| 2107.3257 | 1140.5408
| 2107.2816 | 1140.5408
| 2107.2398 | 1140.5408
| 2107.1646 | 1140.5408
| 2107.1046 | 1140.5408
| 2107.0671 | 1140.5408
| 2107.0298 | 1140.5408
| 2106.963 | 1140.5408
| 2106.9267 | 1140.5408
| 2106.8712 | 1140.5408
| 2106.8169 | 1140.5408
| 2106.7648 | 1140.5408
| 2106.697 | 1140.5408
| 2106.6333 | 1140.5408
| 2106.5915 | 1140.5408
| 2106.5157 | 1140.5408
| 2106.413 | 1140.5408
| 2106.3521 | 1140.5408
| 2106.2978 | 1140.5408
| 2106.2519 | 1140.5408
| 2106.2006 | 1140.5408
| 2106.1341 | 1140.5408
| 2106.0734 | 1140.5408
| 2106.0203 | 1140.5408
| 2105.9534 | 1140.5408
| 2105.88 | 1140.5408
| 2105.8193 | 1140.5408
| 2105.7288 | 1140.5408
| 2105.6819 | 1140.5408
| 2105.6419 | 1140.5408
| 2105.5471 | 1140.5408
| 2105.4898 | 1140.5408
| 2105.4095 | 1140.5408
| 2105.341 | 1140.5408
| 2105.3019 | 1140.5408
| 2105.2596 | 1140.5408
| 2105.2061 | 1140.5408
| 2105.1757 | 1140.5408
| 2105.1296 | 1140.5408
| 2105.0674 | 1140.5408
| 2105.0224 | 1140.5408
| 2104.9827 | 1140.5408
| 2104.9395 | 1140.5408
| 2104.8894 | 1140.5408
| 2104.8056 | 1140.5408
| 2104.7569 | 1140.5408
| 2104.6778 | 1140.5408
| 2104.6359 | 1140.5408
| 2104.6013 | 1140.5408
| 2104.5244 | 1140.5408
| 2104.4685 | 1140.5408
| 2104.3976 | 1140.5408
| 2104.3428 | 1140.5408
| 2104.3034 | 1140.5408
| 2104.2733 | 1140.5408
| 2104.2229 | 1140.5408
| 2104.1962 | 1140.5408
| 2104.0981 | 1140.5408
| 2104.0532 | 1140.5408
| 2103.9974 | 1140.5408
| 2103.9578 | 1140.5408
| 2103.9034 | 1140.5408
| 2103.8611 | 1140.5408
| 2103.7966 | 1140.5408
| 2103.7366 | 1140.5408
| 2103.6976 | 1140.5408
| 2103.6371 | 1140.5408
| 2103.6012 | 1140.5408
| 2103.5439 | 1140.5408
| 2103.4943 | 1140.5408
| 2103.4387 | 1140.5408
| 2103.3788 | 1140.5408
| 2103.3225 | 1140.5408
| 2103.2451 | 1140.5408
| 2103.2018 | 1140.5408
| 2103.151 | 1140.5408
| 2103.0855 | 1140.5408
| 2103.0372 | 1140.5408
| 2102.966 | 1140.5408
| 2102.9048 | 1140.5408
| 2102.8644 | 1140.5408
| 2102.8224 | 1140.5408
| 2102.7799 | 1140.5408
| 2102.7391 | 1140.5408
| 2102.6688 | 1140.5408
| 2102.6075 | 1140.5408
| 2102.5433 | 1140.5408
| 2102.5197 | 1140.5408
| 2102.4757 | 1140.5408
| 2102.4172 | 1140.5408
| 2102.3674 | 1140.5408
| 2102.2781 | 1140.5408
| 2102.1978 | 1140.5408
| 2102.1362 | 1140.5408
| 2102.0624 | 1140.5408
| 2102.0205 | 1140.5408
| 2101.9879 | 1140.5408
| 2101.9248 | 1140.5408
| 2101.8708 | 1140.5408
| 2101.7776 | 1140.5408
| 2101.7225 | 1140.5408
| 2101.6759 | 1140.5408
| 2101.6276 | 1140.5408
| 2101.569 | 1140.5408
| 2101.5235 | 1140.5408
| 2101.4681 | 1140.5408
| 2101.3913 | 1140.5408
| 2101.3247 | 1140.5408
| 2101.2514 | 1140.5408
| 2101.2126 | 1140.5408
| 2101.1585 | 1140.5408
| 2101.1015 | 1140.5408
| 2101.0477 | 1140.5408
| 2101.0096 | 1140.5408
| 2100.9505 | 1140.5408
| 2100.8812 | 1140.5408
| 2100.8483 | 1140.5408
| 2100.797 | 1140.5408
| 2100.748 | 1140.5408
| 2100.6893 | 1140.5408
| 2100.6355 | 1140.5408
| 2100.5617 | 1140.5408
| 2100.5086 | 1140.5408
| 2100.409 | 1140.5408
| 2100.3284 | 1140.5408
| 2100.2472 | 1140.5408
| 2100.1934 | 1140.5408
| 2100.1326 | 1140.5408
| 2100.077 | 1140.5408
| 2100.0032 | 1140.5408
| 2099.9553 | 1140.5408
| 2099.9216 | 1140.5408
| 2099.8822 | 1140.5408
| 2099.8445 | 1140.5408
| 2099.7886 | 1140.5408
| 2099.7508 | 1140.5408
| 2099.673 | 1140.5408
| 2099.6277 | 1140.5408
| 2099.5751 | 1140.5408
| 2099.5159 | 1140.5408
| 2099.4646 | 1140.5408
| 2099.3904 | 1140.5408
| 2099.3292 | 1140.5408
| 2099.3032 | 1140.5408
| 2099.2434 | 1140.5408
| 2099.2242 | 1140.5408
| 2099.1784 | 1140.5408
| 2099.1484 | 1140.5408
| 2099.1062 | 1140.5408
| 2099.0469 | 1140.5408
| 2098.9914 | 1140.5408
| 2098.9504 | 1140.5408
| 2098.9173 | 1140.5408
| 2098.8612 | 1140.5408
| 2098.8174 | 1140.5408
| 2098.7753 | 1140.5408
| 2098.6942 | 1140.5408
| 2098.6128 | 1140.5408
| 2098.5573 | 1140.5408
| 2098.4899 | 1140.5408
| 2098.4342 | 1140.5408
| 2098.3973 | 1140.5408
| 2098.3488 | 1140.5408
| 2098.3032 | 1140.5408
| 2098.2468 | 1140.5408
| 2098.2046 | 1140.5408
| 2098.141 | 1140.5408
| 2098.0964 | 1140.5408
| 2098.0472 | 1140.5408
| 2097.9735 | 1140.5408
| 2097.9088 | 1140.5408
| 2097.848 | 1140.5408
| 2097.7887 | 1140.5408
| 2097.7408 | 1140.5408
| 2097.6879 | 1140.5408
| 2097.6429 | 1140.5408
| 2097.5956 | 1140.5408
| 2097.5471 | 1140.5408
| 2097.4725 | 1140.5408
| 2097.432 | 1140.5408
| 2097.39 | 1140.5408
| 2097.3057 | 1140.5408
| 2097.2736 | 1140.5408
| 2097.2287 | 1140.5408
| 2097.1789 | 1140.5408
| 2097.1041 | 1140.5408
| 2097.0536 | 1140.5408
| 2097.0134 | 1140.5408
| 2096.9453 | 1140.5408
| 2096.8833 | 1140.5408
| 2096.8309 | 1140.5408
| 2096.7311 | 1140.5408
| 2096.696 | 1140.5408
| 2096.6594 | 1140.5408
| 2096.593 | 1140.5408
| 2096.5574 | 1140.5408
| 2096.5176 | 1140.5408
| 2096.4519 | 1140.5408
| 2096.4036 | 1140.5408
| 2096.3367 | 1140.5408
| 2096.2782 | 1140.5408
| 2096.2255 | 1140.5408
| 2096.1508 | 1140.5408
| 2096.1069 | 1140.5408
| 2096.0683 | 1140.5408
| 2095.9957 | 1140.5408
| 2095.9477 | 1140.5408
| 2095.9099 | 1140.5408
| 2095.8686 | 1140.5408
| 2095.8334 | 1140.5408
| 2095.7769 | 1140.5408
| 2095.7166 | 1140.5408
| 2095.6823 | 1140.5408
| 2095.6152 | 1140.5408
| 2095.573 | 1140.5408
| 2095.5343 | 1140.5408
| 2095.5022 | 1140.5408
| 2095.4447 | 1140.5408
| 2095.3684 | 1140.5408
| 2095.3221 | 1140.5408
| 2095.2749 | 1140.5408
| 2095.2219 | 1140.5408
| 2095.1751 | 1140.5408
| 2095.1043 | 1140.5408
| 2095.0495 | 1140.5408
| 2094.9682 | 1140.5408
| 2094.9109 | 1140.5408
| 2094.8468 | 1140.5408
| 2094.7589 | 1140.5408
| 2094.6854 | 1140.5408
| 2094.6208 | 1140.5408
| 2094.578 | 1140.5408
| 2094.5057 | 1140.5408
| 2094.4445 | 1140.5408
| 2094.3979 | 1140.5408
| 2094.3302 | 1140.5408
| 2094.2573 | 1140.5408
| 2094.1981 | 1140.5408
| 2094.1274 | 1140.5408
| 2094.078 | 1140.5408
| 2094.0238 | 1140.5408
| 2093.996 | 1140.5408
| 2093.9256 | 1140.5408
| 2093.8946 | 1140.5408
| 2093.8326 | 1140.5408
| 2093.7853 | 1140.5408
| 2093.7484 | 1140.5408
| 2093.6796 | 1140.5408
| 2093.6221 | 1140.5408
| 2093.5323 | 1140.5408
| 2093.4517 | 1140.5408
| 2093.3618 | 1140.5408
| 2093.3207 | 1140.5408
| 2093.2595 | 1140.5408
| 2093.2165 | 1140.5408
| 2093.132 | 1140.5408
| 2093.0878 | 1140.5408
| 2093.036 | 1140.5408
| 2092.9868 | 1140.5408
| 2092.9344 | 1140.5408
| 2092.8803 | 1140.5408
| 2092.8134 | 1140.5408
| 2092.7343 | 1140.5408
| 2092.7052 | 1140.5408
| 2092.6436 | 1140.5408
| 2092.5853 | 1140.5408
| 2092.5073 | 1140.5408
| 2092.459 | 1140.5408
| 2092.415 | 1140.5408
| 2092.2902 | 1140.5408
| 2092.2362 | 1140.5408
| 2092.1731 | 1140.5408
| 2092.1217 | 1140.5408
| 2092.0542 | 1140.5408
| 2091.9954 | 1140.5408
| 2091.8866 | 1140.5408
| 2091.8011 | 1140.5408
| 2091.7355 | 1140.5408
| 2091.6762 | 1140.5408
| 2091.6292 | 1140.5408
| 2091.5796 | 1140.5408
| 2091.5199 | 1140.5408
| 2091.4772 | 1140.5408
| 2091.4296 | 1140.5408
| 2091.3748 | 1140.5408
| 2091.3121 | 1140.5408
| 2091.2708 | 1140.5408
| 2091.235 | 1140.5408
| 2091.2042 | 1140.5408
| 2091.1572 | 1140.5408
| 2091.085 | 1140.5408
| 2091.0445 | 1140.5408
| 2090.9891 | 1140.5408
| 2090.9453 | 1140.5408
| 2090.8876 | 1140.5408
| 2090.861 | 1140.5408
| 2090.8157 | 1140.5408
| 2090.7162 | 1140.5408
| 2090.6386 | 1140.5408
| 2090.5842 | 1140.5408
| 2090.5442 | 1140.5408
| 2090.5123 | 1140.5408
| 2090.4814 | 1140.5408
| 2090.4193 | 1140.5408
| 2090.3752 | 1140.5408
| 2090.3397 | 1140.5408
| 2090.262 | 1140.5408
| 2090.2256 | 1140.5408
| 2090.1733 | 1140.5408
| 2090.135 | 1140.5408
| 2090.0867 | 1140.5408
| 2090.0521 | 1140.5408
| 2090.0115 | 1140.5408
| 2089.9383 | 1140.5408
| 2089.8859 | 1140.5408
| 2089.7883 | 1140.5408
| 2089.7487 | 1140.5408
| 2089.6949 | 1140.5408
| 2089.6401 | 1140.5408
| 2089.6018 | 1140.5408
| 2089.5402 | 1140.5408
| 2089.4808 | 1140.5408
| 2089.429 | 1140.5408
| 2089.3961 | 1140.5408
| 2089.3573 | 1140.5408
| 2089.2989 | 1140.5408
| 2089.2423 | 1140.5408
| 2089.2047 | 1140.5408
| 2089.1651 | 1140.5408
| 2089.1207 | 1140.5408
| 2089.0852 | 1140.5408
| 2089.0168 | 1140.5408
| 2088.9753 | 1140.5408
| 2088.9397 | 1140.5408
| 2088.859 | 1140.5408
| 2088.7897 | 1140.5408
| 2088.7091 | 1140.5408
| 2088.6487 | 1140.5408
| 2088.6199 | 1140.5408
| 2088.5647 | 1140.5408
| 2088.5306 | 1140.5408
| 2088.4837 | 1140.5408
| 2088.4278 | 1140.5408
| 2088.3687 | 1140.5408
| 2088.3208 | 1140.5408
| 2088.2841 | 1140.5408
| 2088.2547 | 1140.5408
| 2088.1919 | 1140.5408
| 2088.1342 | 1140.5408
| 2088.0917 | 1140.5408
| 2088.0482 | 1140.5408
| 2087.9925 | 1140.5408
| 2087.9054 | 1140.5408
| 2087.8765 | 1140.5408
| 2087.8089 | 1140.5408
| 2087.7743 | 1140.5408
| 2087.7454 | 1140.5408
| 2087.6832 | 1140.5408
| 2087.6501 | 1140.5408
| 2087.5819 | 1140.5408
| 2087.5477 | 1140.5408
| 2087.511 | 1140.5408
| 2087.4345 | 1140.5408
| 2087.3773 | 1140.5408
| 2087.3361 | 1140.5408
| 2087.286 | 1140.5408
| 2087.2458 | 1140.5408
| 2087.1729 | 1140.5408
| 2087.0773 | 1140.5408
| 2087.0241 | 1140.5408
| 2086.9955 | 1140.5408
| 2086.9318 | 1140.5408
| 2086.8577 | 1140.5408
| 2086.8172 | 1140.5408
| 2086.7475 | 1140.5408
| 2086.6949 | 1140.5408
| 2086.6659 | 1140.5408
| 2086.6127 | 1140.5408
| 2086.558 | 1140.5408
| 2086.5082 | 1140.5408
| 2086.4634 | 1140.5408
| 2086.3679 | 1140.5408
| 2086.3243 | 1140.5408
| 2086.2786 | 1140.5408
| 2086.2173 | 1140.5408
| 2086.1603 | 1140.5408
| 2086.1052 | 1140.5408
| 2086.0383 | 1140.5408
| 2085.9676 | 1140.5408
| 2085.8913 | 1140.5408
| 2085.8565 | 1140.5408
| 2085.787 | 1140.5408
| 2085.7263 | 1140.5408
| 2085.6865 | 1140.5408
| 2085.6581 | 1140.5408
| 2085.5994 | 1140.5408
| 2085.5593 | 1140.5408
| 2085.5259 | 1140.5408
| 2085.4867 | 1140.5408
| 2085.4324 | 1140.5408
| 2085.3906 | 1140.5408
| 2085.331 | 1140.5408
| 2085.2782 | 1140.5408
| 2085.2411 | 1140.5408
| 2085.1944 | 1140.5408
| 2085.1385 | 1140.5408
| 2085.0517 | 1140.5408
| 2084.9861 | 1140.5408
| 2084.9243 | 1140.5408
| 2084.8652 | 1140.5408
| 2084.8197 | 1140.5408
| 2084.7921 | 1140.5408
| 2084.7508 | 1140.5408
| 2084.6855 | 1140.5408
| 2084.6244 | 1140.5408
| 2084.5642 | 1140.5408
| 2084.5061 | 1140.5408
| 2084.421 | 1140.5408
| 2084.388 | 1140.5408
| 2084.3436 | 1140.5408
| 2084.2647 | 1140.5408
| 2084.2179 | 1140.5408
| 2084.162 | 1140.5408
| 2084.1149 | 1140.5408
| 2084.0592 | 1140.5408
| 2084.004 | 1140.5408
| 2083.9493 | 1140.5408
| 2083.9164 | 1140.5408
| 2083.8738 | 1140.5408
| 2083.8019 | 1140.5408
| 2083.7386 | 1140.5408
| 2083.6904 | 1140.5408
| 2083.643 | 1140.5408
| 2083.5787 | 1140.5408
| 2083.5241 | 1140.5408
| 2083.4698 | 1140.5408
| 2083.3952 | 1140.5408
| 2083.3194 | 1140.5408
| 2083.2554 | 1140.5408
| 2083.2129 | 1140.5408
| 2083.1673 | 1140.5408
| 2083.077 | 1140.5408
| 2083.0424 | 1140.5408
| 2082.9948 | 1140.5408
| 2082.9575 | 1140.5408
| 2082.9203 | 1140.5408
| 2082.8306 | 1140.5408
| 2082.7882 | 1140.5408
| 2082.731 | 1140.5408
| 2082.6776 | 1140.5408
| 2082.6052 | 1140.5408
| 2082.5622 | 1140.5408
| 2082.5229 | 1140.5408
| 2082.473 | 1140.5408
| 2082.4152 | 1140.5408
| 2082.3573 | 1140.5408
| 2082.3043 | 1140.5408
| 2082.2629 | 1140.5408
| 2082.2055 | 1140.5408
| 2082.1609 | 1140.5408
| 2082.119 | 1140.5408
| 2082.0665 | 1140.5408
| 2081.994 | 1140.5408
| 2081.966 | 1140.5408
| 2081.9244 | 1140.5408
| 2081.8847 | 1140.5408
| 2081.8484 | 1140.5408
| 2081.8123 | 1140.5408
| 2081.7847 | 1140.5408
| 2081.7216 | 1140.5408
| 2081.6549 | 1140.5408
| 2081.6344 | 1140.5408
| 2081.5749 | 1140.5408
| 2081.5328 | 1140.5408
| 2081.493 | 1140.5408
| 2081.4554 | 1140.5408
| 2081.4158 | 1140.5408
| 2081.3763 | 1140.5408
| 2081.3319 | 1140.5408
| 2081.3042 | 1140.5408
| 2081.2661 | 1140.5408
| 2081.2052 | 1140.5408
| 2081.1532 | 1140.5408
| 2081.1125 | 1140.5408
| 2081.0506 | 1140.5408
| 2081.0186 | 1140.5408
| 2080.963 | 1140.5408
| 2080.9221 | 1140.5408
| 2080.8589 | 1140.5408
| 2080.794 | 1140.5408
| 2080.7407 | 1140.5408
| 2080.6957 | 1140.5408
| 2080.662 | 1140.5408
| 2080.6225 | 1140.5408
| 2080.5764 | 1140.5408
| 2080.5079 | 1140.5408
| 2080.4698 | 1140.5408
| 2080.4322 | 1140.5408
| 2080.3811 | 1140.5408
| 2080.3287 | 1140.5408
| 2080.2817 | 1140.5408
| 2080.1904 | 1140.5408
| 2080.1219 | 1140.5408
| 2080.088 | 1140.5408
| 2080.041 | 1140.5408
| 2079.989 | 1140.5408
| 2079.9374 | 1140.5408
| 2079.8909 | 1140.5408
| 2079.8083 | 1140.5408
| 2079.7699 | 1140.5408
| 2079.7251 | 1140.5408
| 2079.6696 | 1140.5408
| 2079.636 | 1140.5408
| 2079.5399 | 1140.5408
| 2079.4685 | 1140.5408
| 2079.3781 | 1140.5408
| 2079.3226 | 1140.5408
| 2079.2624 | 1140.5408
| 2079.1964 | 1140.5408
| 2079.1622 | 1140.5408
| 2079.1167 | 1140.5408
| 2079.0621 | 1140.5408
| 2079.0062 | 1140.5408
| 2078.9567 | 1140.5408
| 2078.9069 | 1140.5408
| 2078.8656 | 1140.5408
| 2078.8209 | 1140.5408
| 2078.7722 | 1140.5408
| 2078.7078 | 1140.5408
| 2078.6379 | 1140.5408
| 2078.5965 | 1140.5408
| 2078.5218 | 1140.5408
| 2078.4736 | 1140.5408
| 2078.4009 | 1140.5408
| 2078.3727 | 1140.5408
| 2078.3178 | 1140.5408
| 2078.2707 | 1140.5408
| 2078.2262 | 1140.5408
| 2078.1969 | 1140.5408
| 2078.1482 | 1140.5408
| 2078.0977 | 1140.5408
| 2078.0526 | 1140.5408
| 2077.999 | 1140.5408
| 2077.9492 | 1140.5408
| 2077.8791 | 1140.5408
| 2077.8168 | 1140.5408
| 2077.7644 | 1140.5408
| 2077.7042 | 1140.5408
| 2077.6711 | 1140.5408
| 2077.5976 | 1140.5408
| 2077.5691 | 1140.5408
| 2077.5285 | 1140.5408
| 2077.4771 | 1140.5408
| 2077.4277 | 1140.5408
| 2077.3749 | 1140.5408
| 2077.342 | 1140.5408
| 2077.2854 | 1140.5408
| 2077.2479 | 1140.5408
| 2077.1937 | 1140.5408
| 2077.1632 | 1140.5408
| 2077.1256 | 1140.5408
| 2077.0721 | 1140.5408
| 2077.0403 | 1140.5408
| 2077.0078 | 1140.5408
| 2076.9397 | 1140.5408
| 2076.8974 | 1140.5408
| 2076.8421 | 1140.5408
| 2076.7893 | 1140.5408
| 2076.7465 | 1140.5408
| 2076.7075 | 1140.5408
| 2076.6453 | 1140.5408
| 2076.5743 | 1140.5408
| 2076.4915 | 1140.5408
| 2076.4416 | 1140.5408
| 2076.3698 | 1140.5408
| 2076.3379 | 1140.5408
| 2076.2955 | 1140.5408
| 2076.2448 | 1140.5408
| 2076.2162 | 1140.5408
| 2076.1456 | 1140.5408
| 2076.0624 | 1140.5408
| 2075.9826 | 1140.5408
| 2075.948 | 1140.5408
| 2075.8608 | 1140.5408
| 2075.8205 | 1140.5408
| 2075.7621 | 1140.5408
| 2075.7197 | 1140.5408
| 2075.659 | 1140.5408
| 2075.6369 | 1140.5408
| 2075.5936 | 1140.5408
| 2075.5422 | 1140.5408
| 2075.4831 | 1140.5408
| 2075.4247 | 1140.5408
| 2075.392 | 1140.5408
| 2075.353 | 1140.5408
| 2075.2994 | 1140.5408
| 2075.2533 | 1140.5408
| 2075.2039 | 1140.5408
| 2075.1502 | 1140.5408
| 2075.1127 | 1140.5408
| 2075.0662 | 1140.5408
| 2075.0184 | 1140.5408
| 2074.9521 | 1140.5408
| 2074.9109 | 1140.5408
| 2074.8572 | 1140.5408
| 2074.8051 | 1140.5408
| 2074.7816 | 1140.5408
| 2074.7367 | 1140.5408
| 2074.704 | 1140.5408
| 2074.6365 | 1140.5408
| 2074.5557 | 1140.5408
| 2074.4762 | 1140.5408
| 2074.4224 | 1140.5408
| 2074.3816 | 1140.5408
| 2074.3329 | 1140.5408
| 2074.2706 | 1140.5408
| 2074.2219 | 1140.5408
| 2074.178 | 1140.5408
| 2074.1069 | 1140.5408
| 2074.0614 | 1140.5408
| 2074.0006 | 1140.5408
| 2073.9475 | 1140.5408
| 2073.9153 | 1140.5408
| 2073.8555 | 1140.5408
| 2073.8125 | 1140.5408
| 2073.752 | 1140.5408
| 2073.6968 | 1140.5408
| 2073.6402 | 1140.5408
| 2073.5999 | 1140.5408
| 2073.5473 | 1140.5408
| 2073.503 | 1140.5408
| 2073.4469 | 1140.5408
| 2073.3926 | 1140.5408
| 2073.3448 | 1140.5408
| 2073.3013 | 1140.5408
| 2073.276 | 1140.5408
| 2073.1952 | 1140.5408
| 2073.1583 | 1140.5408
| 2073.1079 | 1140.5408
| 2073.0445 | 1140.5408
| 2072.9712 | 1140.5408
| 2072.9456 | 1140.5408
| 2072.9165 | 1140.5408
| 2072.8715 | 1140.5408
| 2072.8475 | 1140.5408
| 2072.7962 | 1140.5408
| 2072.7555 | 1140.5408
| 2072.7341 | 1140.5408
| 2072.6787 | 1140.5408
| 2072.6117 | 1140.5408
| 2072.5709 | 1140.5408
| 2072.4966 | 1140.5408
| 2072.4354 | 1140.5408
| 2072.3887 | 1140.5408
| 2072.3573 | 1140.5408
| 2072.3123 | 1140.5408
| 2072.2289 | 1140.5408
| 2072.1745 | 1140.5408
| 2072.1027 | 1140.5408
| 2072.0409 | 1140.5408
| 2071.9581 | 1140.5408
| 2071.9309 | 1140.5408
| 2071.905 | 1140.5408
| 2071.8366 | 1140.5408
| 2071.7865 | 1140.5408
| 2071.7423 | 1140.5408
| 2071.6979 | 1140.5408
| 2071.6489 | 1140.5408
| 2071.6018 | 1140.5408
| 2071.5311 | 1140.5408
| 2071.4872 | 1140.5408
| 2071.4441 | 1140.5408
| 2071.4019 | 1140.5408
| 2071.3471 | 1140.5408
| 2071.3027 | 1140.5408
| 2071.2574 | 1140.5408
| 2071.2085 | 1140.5408
| 2071.1406 | 1140.5408
| 2071.102 | 1140.5408
| 2071.0545 | 1140.5408
| 2070.9892 | 1140.5408
| 2070.9488 | 1140.5408
| 2070.8809 | 1140.5408
| 2070.8024 | 1140.5408
| 2070.7543 | 1140.5408
| 2070.7027 | 1140.5408
| 2070.6281 | 1140.5408
| 2070.5755 | 1140.5408
| 2070.5315 | 1140.5408
| 2070.4629 | 1140.5408
| 2070.4172 | 1140.5408
| 2070.3593 | 1140.5408
| 2070.3137 | 1140.5408
| 2070.2744 | 1140.5408
| 2070.2307 | 1140.5408
| 2070.1827 | 1140.5408
| 2070.114 | 1140.5408
| 2070.0788 | 1140.5408
| 2070.0226 | 1140.5408
| 2069.9539 | 1140.5408
| 2069.912 | 1140.5408
| 2069.8655 | 1140.5408
| 2069.8099 | 1140.5408
| 2069.7422 | 1140.5408
| 2069.6619 | 1140.5408
| 2069.6319 | 1140.5408
| 2069.59 | 1140.5408
| 2069.5098 | 1140.5408
| 2069.469 | 1140.5408
| 2069.4258 | 1140.5408
| 2069.3728 | 1140.5408
| 2069.3292 | 1140.5408
| 2069.2667 | 1140.5408
| 2069.2203 | 1140.5408
| 2069.1641 | 1140.5408
| 2069.117 | 1140.5408
| 2069.0614 | 1140.5408
| 2069.0034 | 1140.5408
| 2068.9674 | 1140.5408
| 2068.9323 | 1140.5408
| 2068.8865 | 1140.5408
| 2068.8064 | 1140.5408
| 2068.7213 | 1140.5408
| 2068.673 | 1140.5408
| 2068.593 | 1140.5408
| 2068.5645 | 1140.5408
| 2068.5232 | 1140.5408
| 2068.4852 | 1140.5408
| 2068.4252 | 1140.5408
| 2068.359 | 1140.5408
| 2068.3269 | 1140.5408
| 2068.2865 | 1140.5408
| 2068.2327 | 1140.5408
| 2068.1964 | 1140.5408
| 2068.1274 | 1140.5408
| 2068.0732 | 1140.5408
| 2068.0067 | 1140.5408
| 2067.9654 | 1140.5408
| 2067.9214 | 1140.5408
| 2067.851 | 1140.5408
| 2067.7891 | 1140.5408
| 2067.7371 | 1140.5408
| 2067.6805 | 1140.5408
| 2067.618 | 1140.5408
| 2067.5746 | 1140.5408
| 2067.5093 | 1140.5408
| 2067.4629 | 1140.5408
| 2067.3947 | 1140.5408
| 2067.3506 | 1140.5408
| 2067.3039 | 1140.5408
| 2067.2523 | 1140.5408
| 2067.2241 | 1140.5408
| 2067.1691 | 1140.5408
| 2067.1008 | 1140.5408
| 2067.0254 | 1140.5408
| 2066.9811 | 1140.5408
| 2066.9442 | 1140.5408
| 2066.8909 | 1140.5408
| 2066.8326 | 1140.5408
| 2066.7726 | 1140.5408
| 2066.7302 | 1140.5408
| 2066.6982 | 1140.5408
| 2066.648 | 1140.5408
| 2066.5978 | 1140.5408
| 2066.5275 | 1140.5408
| 2066.4856 | 1140.5408
| 2066.42 | 1140.5408
| 2066.3764 | 1140.5408
| 2066.3477 | 1140.5408
| 2066.3005 | 1140.5408
| 2066.2437 | 1140.5408
| 2066.1845 | 1140.5408
| 2066.1291 | 1140.5408
| 2066.0477 | 1140.5408
| 2065.989 | 1140.5408
| 2065.9175 | 1140.5408
| 2065.8633 | 1140.5408
| 2065.8305 | 1140.5408
| 2065.7715 | 1140.5408
| 2065.7181 | 1140.5408
| 2065.64 | 1140.5408
| 2065.5841 | 1140.5408
| 2065.5523 | 1140.5408
| 2065.4848 | 1140.5408
| 2065.4425 | 1140.5408
| 2065.3656 | 1140.5408
| 2065.3178 | 1140.5408
| 2065.275 | 1140.5408
| 2065.2098 | 1140.5408
| 2065.1299 | 1140.5408
| 2065.0858 | 1140.5408
| 2065.0581 | 1140.5408
| 2064.9972 | 1140.5408
| 2064.9611 | 1140.5408
| 2064.8882 | 1140.5408
| 2064.8274 | 1140.5408
| 2064.7811 | 1140.5408
| 2064.7067 | 1140.5408
| 2064.6459 | 1140.5408
| 2064.5964 | 1140.5408
| 2064.5443 | 1140.5408
| 2064.4943 | 1140.5408
| 2064.452 | 1140.5408
| 2064.3809 | 1140.5408
| 2064.3079 | 1140.5408
| 2064.2675 | 1140.5408
| 2064.2396 | 1140.5408
| 2064.2055 | 1140.5408
| 2064.1693 | 1140.5408
| 2064.1214 | 1140.5408
| 2064.0694 | 1140.5408
| 2064.0033 | 1140.5408
| 2063.9582 | 1140.5408
| 2063.9113 | 1140.5408
| 2063.8713 | 1140.5408
| 2063.8222 | 1140.5408
| 2063.7853 | 1140.5408
| 2063.7302 | 1140.5408
| 2063.6972 | 1140.5408
| 2063.6434 | 1140.5408
| 2063.607 | 1140.5408
| 2063.5666 | 1140.5408
| 2063.4465 | 1140.5408
| 2063.4105 | 1140.5408
| 2063.3533 | 1140.5408
| 2063.2902 | 1140.5408
| 2063.2428 | 1140.5408
| 2063.1913 | 1140.5408
| 2063.1604 | 1140.5408
| 2063.1175 | 1140.5408
| 2063.0665 | 1140.5408
| 2062.9949 | 1140.5408
| 2062.9462 | 1140.5408
| 2062.883 | 1140.5408
| 2062.8482 | 1140.5408
| 2062.8063 | 1140.5408
| 2062.7834 | 1140.5408
| 2062.7189 | 1140.5408
| 2062.6611 | 1140.5408
| 2062.6195 | 1140.5408
| 2062.5802 | 1140.5408
| 2062.5139 | 1140.5408
| 2062.485 | 1140.5408
| 2062.395 | 1140.5408
| 2062.3405 | 1140.5408
| 2062.2807 | 1140.5408
| 2062.1774 | 1140.5408
| 2062.1559 | 1140.5408
| 2062.0993 | 1140.5408
| 2062.0465 | 1140.5408
| 2062.0027 | 1140.5408
| 2061.9525 | 1140.5408
| 2061.8721 | 1140.5408
| 2061.8319 | 1140.5408
| 2061.7763 | 1140.5408
| 2061.7268 | 1140.5408
| 2061.6642 | 1140.5408
| 2061.6199 | 1140.5408
| 2061.5487 | 1140.5408
| 2061.4989 | 1140.5408
| 2061.4579 | 1140.5408
| 2061.4194 | 1140.5408
| 2061.3813 | 1140.5408
| 2061.3142 | 1140.5408
| 2061.2691 | 1140.5408
| 2061.2291 | 1140.5408
| 2061.1638 | 1140.5408
| 2061.1129 | 1140.5408
| 2061.042 | 1140.5408
| 2060.9707 | 1140.5408
| 2060.9413 | 1140.5408
| 2060.8355 | 1140.5408
| 2060.8008 | 1140.5408
| 2060.7499 | 1140.5408
| 2060.6719 | 1140.5408
| 2060.6295 | 1140.5408
| 2060.5759 | 1140.5408
| 2060.5015 | 1140.5408
| 2060.4549 | 1140.5408
| 2060.4057 | 1140.5408
| 2060.3606 | 1140.5408
| 2060.3101 | 1140.5408
| 2060.2527 | 1140.5408
| 2060.2158 | 1140.5408
| 2060.1637 | 1140.5408
| 2060.0966 | 1140.5408
| 2060.0581 | 1140.5408
| 2060.0007 | 1140.5408
| 2059.9647 | 1140.5408
| 2059.9335 | 1140.5408
| 2059.8756 | 1140.5408
| 2059.8336 | 1140.5408
| 2059.8033 | 1140.5408
| 2059.7627 | 1140.5408
| 2059.7207 | 1140.5408
| 2059.6933 | 1140.5408
| 2059.6321 | 1140.5408
| 2059.5914 | 1140.5408
| 2059.5187 | 1140.5408
| 2059.4899 | 1140.5408
| 2059.4317 | 1140.5408
| 2059.3959 | 1140.5408
| 2059.352 | 1140.5408
| 2059.3167 | 1140.5408
| 2059.2717 | 1140.5408
| 2059.2125 | 1140.5408
| 2059.1656 | 1140.5408
| 2059.1298 | 1140.5408
| 2059.086 | 1140.5408
| 2059.0427 | 1140.5408
| 2058.9619 | 1140.5408
| 2058.9013 | 1140.5408
| 2058.8592 | 1140.5408
| 2058.7905 | 1140.5408
| 2058.7417 | 1140.5408
| 2058.6912 | 1140.5408
| 2058.631 | 1140.5408
| 2058.5907 | 1140.5408
| 2058.5532 | 1140.5408
| 2058.5152 | 1140.5408
| 2058.4573 | 1140.5408
| 2058.414 | 1140.5408
| 2058.3788 | 1140.5408
| 2058.3565 | 1140.5408
| 2058.3083 | 1140.5408
| 2058.2628 | 1140.5408
| 2058.2105 | 1140.5408
| 2058.1255 | 1140.5408
| 2058.0639 | 1140.5408
| 2058.0197 | 1140.5408
| 2057.9659 | 1140.5408
| 2057.8914 | 1140.5408
| 2057.8507 | 1140.5408
| 2057.764 | 1140.5408
| 2057.711 | 1140.5408
| 2057.6612 | 1140.5408
| 2057.6182 | 1140.5408
| 2057.5762 | 1140.5408
| 2057.5313 | 1140.5408
| 2057.4927 | 1140.5408
| 2057.4145 | 1140.5408
| 2057.3548 | 1140.5408
| 2057.3099 | 1140.5408
| 2057.2779 | 1140.5408
| 2057.24 | 1140.5408
| 2057.1948 | 1140.5408
| 2057.1559 | 1140.5408
| 2057.1036 | 1140.5408
| 2057.05 | 1140.5408
| 2056.9954 | 1140.5408
| 2056.9533 | 1140.5408
| 2056.9165 | 1140.5408
| 2056.8507 | 1140.5408
| 2056.7954 | 1140.5408
| 2056.738 | 1140.5408
| 2056.6637 | 1140.5408
| 2056.6274 | 1140.5408
| 2056.5801 | 1140.5408
| 2056.5183 | 1140.5408
| 2056.4659 | 1140.5408
| 2056.4245 | 1140.5408
| 2056.3897 | 1140.5408
| 2056.3591 | 1140.5408
| 2056.314 | 1140.5408
| 2056.2423 | 1140.5408
| 2056.2122 | 1140.5408
| 2056.1623 | 1140.5408
| 2056.1102 | 1140.5408
| 2056.0633 | 1140.5408
| 2056.0098 | 1140.5408
| 2055.9505 | 1140.5408
| 2055.8874 | 1140.5408
| 2055.8233 | 1140.5408
| 2055.764 | 1140.5408
| 2055.7123 | 1140.5408
| 2055.6857 | 1140.5408
| 2055.6082 | 1140.5408
| 2055.5689 | 1140.5408
| 2055.5236 | 1140.5408
| 2055.4695 | 1140.5408
| 2055.4136 | 1140.5408
| 2055.3611 | 1140.5408
| 2055.2775 | 1140.5408
| 2055.2314 | 1140.5408
| 2055.1592 | 1140.5408
| 2055.0922 | 1140.5408
| 2055.0441 | 1140.5408
| 2054.964 | 1140.5408
| 2054.9156 | 1140.5408
| 2054.8672 | 1140.5408
| 2054.8037 | 1140.5408
| 2054.7528 | 1140.5408
| 2054.7139 | 1140.5408
| 2054.6314 | 1140.5408
| 2054.579 | 1140.5408
| 2054.4888 | 1140.5408
| 2054.4363 | 1140.5408
| 2054.3961 | 1140.5408
| 2054.339 | 1140.5408
| 2054.2698 | 1140.5408
| 2054.2137 | 1140.5408
| 2054.153 | 1140.5408
| 2054.1021 | 1140.5408
| 2054.0583 | 1140.5408
| 2054.0041 | 1140.5408
| 2053.9444 | 1140.5408
| 2053.8929 | 1140.5408
| 2053.8375 | 1140.5408
| 2053.7863 | 1140.5408
| 2053.7276 | 1140.5408
| 2053.6898 | 1140.5408
| 2053.622 | 1140.5408
| 2053.5752 | 1140.5408
| 2053.5274 | 1140.5408
| 2053.4609 | 1140.5408
| 2053.4174 | 1140.5408
| 2053.3598 | 1140.5408
| 2053.3118 | 1140.5408
| 2053.2491 | 1140.5408
| 2053.2053 | 1140.5408
| 2053.1558 | 1140.5408
| 2053.0937 | 1140.5408
| 2053.0614 | 1140.5408
| 2053.0134 | 1140.5408
| 2052.9594 | 1140.5408
| 2052.8881 | 1140.5408
| 2052.8186 | 1140.5408
| 2052.7512 | 1140.5408
| 2052.6818 | 1140.5408
| 2052.6437 | 1140.5408
| 2052.6001 | 1140.5408
| 2052.5512 | 1140.5408
| 2052.4948 | 1140.5408
| 2052.4416 | 1140.5408
| 2052.3949 | 1140.5408
| 2052.3585 | 1140.5408
| 2052.3116 | 1140.5408
| 2052.2464 | 1140.5408
| 2052.2017 | 1140.5408
| 2052.1676 | 1140.5408
| 2052.1219 | 1140.5408
| 2052.0822 | 1140.5408
| 2052.0558 | 1140.5408
| 2051.9922 | 1140.5408
| 2051.932 | 1140.5408
| 2051.8882 | 1140.5408
| 2051.8584 | 1140.5408
| 2051.7892 | 1140.5408
| 2051.7472 | 1140.5408
| 2051.6947 | 1140.5408
| 2051.6653 | 1140.5408
| 2051.604 | 1140.5408
| 2051.551 | 1140.5408
| 2051.4766 | 1140.5408
| 2051.4411 | 1140.5408
| 2051.3949 | 1140.5408
| 2051.3418 | 1140.5408
| 2051.2811 | 1140.5408
| 2051.2382 | 1140.5408
| 2051.1619 | 1140.5408
| 2051.1247 | 1140.5408
| 2051.0686 | 1140.5408
| 2050.9918 | 1140.5408
| 2050.9699 | 1140.5408
| 2050.9036 | 1140.5408
| 2050.8363 | 1140.5408
| 2050.8064 | 1140.5408
| 2050.7664 | 1140.5408
| 2050.7207 | 1140.5408
| 2050.661 | 1140.5408
| 2050.6082 | 1140.5408
| 2050.5596 | 1140.5408
| 2050.5204 | 1140.5408
| 2050.4758 | 1140.5408
| 2050.4144 | 1140.5408
| 2050.3583 | 1140.5408
| 2050.2898 | 1140.5408
| 2050.2566 | 1140.5408
| 2050.2 | 1140.5408
| 2050.1376 | 1140.5408
| 2050.0736 | 1140.5408
| 2050.0093 | 1140.5408
| 2049.9419 | 1140.5408
| 2049.9002 | 1140.5408
| 2049.8483 | 1140.5408
| 2049.8165 | 1140.5408
| 2049.7682 | 1140.5408
| 2049.7357 | 1140.5408
| 2049.6896 | 1140.5408
| 2049.6402 | 1140.5408
| 2049.5983 | 1140.5408
| 2049.5443 | 1140.5408
| 2049.5062 | 1140.5408
| 2049.4269 | 1140.5408
| 2049.3586 | 1140.5408
| 2049.2896 | 1140.5408
| 2049.2326 | 1140.5408
| 2049.1919 | 1140.5408
| 2049.1147 | 1140.5408
| 2049.0363 | 1140.5408
| 2048.9882 | 1140.5408
| 2048.9419 | 1140.5408
| 2048.8828 | 1140.5408
| 2048.8393 | 1140.5408
| 2048.7767 | 1140.5408
| 2048.7442 | 1140.5408
| 2048.681 | 1140.5408
| 2048.6396 | 1140.5408
| 2048.5676 | 1140.5408
| 2048.5274 | 1140.5408
| 2048.4779 | 1140.5408
| 2048.4345 | 1140.5408
| 2048.3839 | 1140.5408
| 2048.3554 | 1140.5408
| 2048.2925 | 1140.5408
| 2048.2483 | 1140.5408
| 2048.1987 | 1140.5408
| 2048.1546 | 1140.5408
| 2048.0935 | 1140.5408
| 2048.0565 | 1140.5408
| 2047.9854 | 1140.5408
| 2047.9347 | 1140.5408
| 2047.8903 | 1140.5408
| 2047.8294 | 1140.5408
| 2047.785 | 1140.5408
| 2047.7263 | 1140.5408
| 2047.6883 | 1140.5408
| 2047.6413 | 1140.5408
| 2047.5678 | 1140.5408
| 2047.5326 | 1140.5408
| 2047.4927 | 1140.5408
| 2047.4496 | 1140.5408
| 2047.4055 | 1140.5408
| 2047.37 | 1140.5408
| 2047.3255 | 1140.5408
| 2047.2901 | 1140.5408
| 2047.2542 | 1140.5408
| 2047.2074 | 1140.5408
| 2047.1275 | 1140.5408
| 2047.0728 | 1140.5408
| 2047.0176 | 1140.5408
| 2046.9863 | 1140.5408
| 2046.9458 | 1140.5408
| 2046.8896 | 1140.5408
| 2046.8423 | 1140.5408
| 2046.7937 | 1140.5408
| 2046.7358 | 1140.5408
| 2046.6765 | 1140.5408
| 2046.6136 | 1140.5408
| 2046.5621 | 1140.5408
| 2046.513 | 1140.5408
| 2046.4619 | 1140.5408
| 2046.3913 | 1140.5408
| 2046.3411 | 1140.5408
| 2046.2995 | 1140.5408
| 2046.2223 | 1140.5408
| 2046.1963 | 1140.5408
| 2046.1567 | 1140.5408
| 2046.1047 | 1140.5408
| 2046.0562 | 1140.5408
| 2046.0095 | 1140.5408
| 2045.9578 | 1140.5408
| 2045.9023 | 1140.5408
| 2045.8182 | 1140.5408
| 2045.7823 | 1140.5408
| 2045.7002 | 1140.5408
| 2045.6593 | 1140.5408
| 2045.6221 | 1140.5408
| 2045.5749 | 1140.5408
| 2045.5214 | 1140.5408
| 2045.452 | 1140.5408
| 2045.4011 | 1140.5408
| 2045.3351 | 1140.5408
| 2045.2768 | 1140.5408
| 2045.2249 | 1140.5408
| 2045.179 | 1140.5408
| 2045.1103 | 1140.5408
| 2045.0803 | 1140.5408
| 2045.037 | 1140.5408
| 2044.9775 | 1140.5408
| 2044.9049 | 1140.5408
| 2044.8463 | 1140.5408
| 2044.7965 | 1140.5408
| 2044.7313 | 1140.5408
| 2044.6958 | 1140.5408
| 2044.6452 | 1140.5408
| 2044.6035 | 1140.5408
| 2044.5461 | 1140.5408
| 2044.4913 | 1140.5408
| 2044.4444 | 1140.5408
| 2044.401 | 1140.5408
| 2044.3728 | 1140.5408
| 2044.3313 | 1140.5408
| 2044.3065 | 1140.5408
| 2044.2387 | 1140.5408
| 2044.1717 | 1140.5408
| 2044.1215 | 1140.5408
| 2044.065 | 1140.5408
| 2044.0033 | 1140.5408
| 2043.9687 | 1140.5408
| 2043.9129 | 1140.5408
| 2043.8717 | 1140.5408
| 2043.8153 | 1140.5408
| 2043.7622 | 1140.5408
| 2043.7004 | 1140.5408
| 2043.6479 | 1140.5408
| 2043.6016 | 1140.5408
| 2043.5711 | 1140.5408
| 2043.5372 | 1140.5408
| 2043.4969 | 1140.5408
| 2043.4322 | 1140.5408
| 2043.3656 | 1140.5408
| 2043.3081 | 1140.5408
| 2043.2685 | 1140.5408
| 2043.2428 | 1140.5408
| 2043.1979 | 1140.5408
| 2043.1344 | 1140.5408
| 2043.0683 | 1140.5408
| 2043.0267 | 1140.5408
| 2042.9675 | 1140.5408
| 2042.9342 | 1140.5408
| 2042.8763 | 1140.5408
| 2042.8365 | 1140.5408
| 2042.8007 | 1140.5408
| 2042.7533 | 1140.5408
| 2042.6977 | 1140.5408
| 2042.6532 | 1140.5408
| 2042.6095 | 1140.5408
| 2042.5553 | 1140.5408
| 2042.4809 | 1140.5408
| 2042.434 | 1140.5408
| 2042.3628 | 1140.5408
| 2042.3164 | 1140.5408
| 2042.2768 | 1140.5408
| 2042.2288 | 1140.5408
| 2042.1565 | 1140.5408
| 2042.09 | 1140.5408
| 2042.0186 | 1140.5408
| 2041.9602 | 1140.5408
| 2041.9032 | 1140.5408
| 2041.825 | 1140.5408
| 2041.7737 | 1140.5408
| 2041.7185 | 1140.5408
| 2041.6802 | 1140.5408
| 2041.6388 | 1140.5408
| 2041.5925 | 1140.5408
| 2041.5297 | 1140.5408
| 2041.4712 | 1140.5408
| 2041.4173 | 1140.5408
| 2041.3603 | 1140.5408
| 2041.3177 | 1140.5408
| 2041.2685 | 1140.5408
| 2041.2159 | 1140.5408
| 2041.1697 | 1140.5408
| 2041.1321 | 1140.5408
| 2041.0733 | 1140.5408
| 2041.0034 | 1140.5408
| 2040.9606 | 1140.5408
| 2040.8913 | 1140.5408
| 2040.8243 | 1140.5408
| 2040.778 | 1140.5408
| 2040.732 | 1140.5408
| 2040.6857 | 1140.5408
| 2040.6053 | 1140.5408
| 2040.529 | 1140.5408
| 2040.4915 | 1140.5408
| 2040.4594 | 1140.5408
| 2040.4157 | 1140.5408
| 2040.3865 | 1140.5408
| 2040.3399 | 1140.5408
| 2040.2892 | 1140.5408
| 2040.198 | 1140.5408
| 2040.1318 | 1140.5408
| 2040.0888 | 1140.5408
| 2040.0233 | 1140.5408
| 2039.9651 | 1140.5408
| 2039.918 | 1140.5408
| 2039.8729 | 1140.5408
| 2039.7855 | 1140.5408
| 2039.747 | 1140.5408
| 2039.6856 | 1140.5408
| 2039.6268 | 1140.5408
| 2039.5857 | 1140.5408
| 2039.5463 | 1140.5408
| 2039.5053 | 1140.5408
| 2039.4741 | 1140.5408
| 2039.4102 | 1140.5408
| 2039.3636 | 1140.5408
| 2039.317 | 1140.5408
| 2039.2611 | 1140.5408
| 2039.2158 | 1140.5408
| 2039.1741 | 1140.5408
| 2039.1189 | 1140.5408
| 2039.0608 | 1140.5408
| 2039.0101 | 1140.5408
| 2038.9705 | 1140.5408
| 2038.9249 | 1140.5408
| 2038.8676 | 1140.5408
| 2038.809 | 1140.5408
| 2038.7792 | 1140.5408
| 2038.7495 | 1140.5408
| 2038.7133 | 1140.5408
| 2038.6361 | 1140.5408
| 2038.5937 | 1140.5408
| 2038.5341 | 1140.5408
| 2038.4702 | 1140.5408
| 2038.3828 | 1140.5408
| 2038.3276 | 1140.5408
| 2038.2481 | 1140.5408
| 2038.2016 | 1140.5408
| 2038.152 | 1140.5408
| 2038.0938 | 1140.5408
| 2038.0494 | 1140.5408
| 2037.9879 | 1140.5408
| 2037.9228 | 1140.5408
| 2037.8658 | 1140.5408
| 2037.8128 | 1140.5408
| 2037.7692 | 1140.5408
| 2037.6928 | 1140.5408
| 2037.6312 | 1140.5408
| 2037.5856 | 1140.5408
| 2037.5358 | 1140.5408
| 2037.4788 | 1140.5408
| 2037.4361 | 1140.5408
| 2037.3865 | 1140.5408
| 2037.3315 | 1140.5408
| 2037.291 | 1140.5408
| 2037.2576 | 1140.5408
| 2037.2023 | 1140.5408
| 2037.1461 | 1140.5408
| 2037.0956 | 1140.5408
| 2037.0203 | 1140.5408
| 2036.9928 | 1140.5408
| 2036.9426 | 1140.5408
| 2036.9022 | 1140.5408
| 2036.8444 | 1140.5408
| 2036.8151 | 1140.5408
| 2036.7651 | 1140.5408
| 2036.7109 | 1140.5408
| 2036.6495 | 1140.5408
| 2036.6185 | 1140.5408
| 2036.5806 | 1140.5408
| 2036.5317 | 1140.5408
| 2036.4669 | 1140.5408
| 2036.3997 | 1140.5408
| 2036.356 | 1140.5408
| 2036.2849 | 1140.5408
| 2036.2275 | 1140.5408
| 2036.1867 | 1140.5408
| 2036.1316 | 1140.5408
| 2036.0802 | 1140.5408
| 2036.0398 | 1140.5408
| 2035.996 | 1140.5408
| 2035.9467 | 1140.5408
| 2035.8839 | 1140.5408
| 2035.8312 | 1140.5408
| 2035.7687 | 1140.5408
| 2035.7014 | 1140.5408
| 2035.6406 | 1140.5408
| 2035.591 | 1140.5408
| 2035.5407 | 1140.5408
| 2035.4983 | 1140.5408
| 2035.4624 | 1140.5408
| 2035.371 | 1140.5408
| 2035.2962 | 1140.5408
| 2035.2408 | 1140.5408
| 2035.1919 | 1140.5408
| 2035.1089 | 1140.5408
| 2035.0771 | 1140.5408
| 2035.0105 | 1140.5408
| 2034.9333 | 1140.5408
| 2034.8638 | 1140.5408
| 2034.8267 | 1140.5408
| 2034.777 | 1140.5408
| 2034.7201 | 1140.5408
| 2034.6777 | 1140.5408
| 2034.6237 | 1140.5408
| 2034.5895 | 1140.5408
| 2034.548 | 1140.5408
| 2034.5031 | 1140.5408
| 2034.4408 | 1140.5408
| 2034.3737 | 1140.5408
| 2034.3217 | 1140.5408
| 2034.2613 | 1140.5408
| 2034.1919 | 1140.5408
| 2034.1195 | 1140.5408
| 2034.0854 | 1140.5408
| 2034.0291 | 1140.5408
| 2033.9792 | 1140.5408
| 2033.9473 | 1140.5408
| 2033.91 | 1140.5408
| 2033.8457 | 1140.5408
| 2033.7883 | 1140.5408
| 2033.7246 | 1140.5408
| 2033.6604 | 1140.5408
| 2033.6107 | 1140.5408
| 2033.5766 | 1140.5408
| 2033.5311 | 1140.5408
| 2033.4776 | 1140.5408
| 2033.4315 | 1140.5408
| 2033.3835 | 1140.5408
| 2033.3224 | 1140.5408
| 2033.2726 | 1140.5408
| 2033.2014 | 1140.5408
| 2033.1534 | 1140.5408
| 2033.1092 | 1140.5408
| 2033.0559 | 1140.5408
| 2033.0112 | 1140.5408
| 2032.9725 | 1140.5408
| 2032.9224 | 1140.5408
| 2032.8773 | 1140.5408
| 2032.8295 | 1140.5408
| 2032.7937 | 1140.5408
| 2032.7425 | 1140.5408
| 2032.7071 | 1140.5408
| 2032.6543 | 1140.5408
| 2032.5943 | 1140.5408
| 2032.5576 | 1140.5408
| 2032.5041 | 1140.5408
| 2032.4442 | 1140.5408
| 2032.3957 | 1140.5408
| 2032.3211 | 1140.5408
| 2032.2578 | 1140.5408
| 2032.1906 | 1140.5408
| 2032.1513 | 1140.5408
| 2032.0754 | 1140.5408
| 2031.9912 | 1140.5408
| 2031.9244 | 1140.5408
| 2031.8673 | 1140.5408
| 2031.8213 | 1140.5408
| 2031.7658 | 1140.5408
| 2031.7173 | 1140.5408
| 2031.6609 | 1140.5408
| 2031.5959 | 1140.5408
| 2031.5144 | 1140.5408
| 2031.4756 | 1140.5408
| 2031.4411 | 1140.5408
| 2031.4053 | 1140.5408
| 2031.3543 | 1140.5408
| 2031.3159 | 1140.5408
| 2031.2623 | 1140.5408
| 2031.2128 | 1140.5408
| 2031.1632 | 1140.5408
| 2031.0986 | 1140.5408
| 2031.0511 | 1140.5408
| 2031.0079 | 1140.5408
| 2030.9671 | 1140.5408
| 2030.941 | 1140.5408
| 2030.8803 | 1140.5408
| 2030.8006 | 1140.5408
| 2030.7782 | 1140.5408
| 2030.7474 | 1140.5408
| 2030.6964 | 1140.5408
| 2030.6533 | 1140.5408
| 2030.5845 | 1140.5408
| 2030.538 | 1140.5408
| 2030.4699 | 1140.5408
| 2030.4317 | 1140.5408
| 2030.3888 | 1140.5408
| 2030.3407 | 1140.5408
| 2030.2783 | 1140.5408
| 2030.2279 | 1140.5408
| 2030.1835 | 1140.5408
| 2030.105 | 1140.5408
| 2030.0398 | 1140.5408
| 2029.9882 | 1140.5408
| 2029.9448 | 1140.5408
| 2029.8933 | 1140.5408
| 2029.8206 | 1140.5408
| 2029.7623 | 1140.5408
| 2029.71 | 1140.5408
| 2029.6471 | 1140.5408
| 2029.5936 | 1140.5408
| 2029.514 | 1140.5408
| 2029.4481 | 1140.5408
| 2029.4087 | 1140.5408
| 2029.3362 | 1140.5408
| 2029.296 | 1140.5408
| 2029.2307 | 1140.5408
| 2029.1721 | 1140.5408
| 2029.1073 | 1140.5408
| 2029.067 | 1140.5408
| 2029.0064 | 1140.5408
| 2028.9501 | 1140.5408
| 2028.8904 | 1140.5408
| 2028.8549 | 1140.5408
| 2028.8091 | 1140.5408
| 2028.784 | 1140.5408
| 2028.7403 | 1140.5408
| 2028.6693 | 1140.5408
| 2028.593 | 1140.5408
| 2028.5583 | 1140.5408
| 2028.5056 | 1140.5408
| 2028.4341 | 1140.5408
| 2028.3862 | 1140.5408
| 2028.3396 | 1140.5408
| 2028.2905 | 1140.5408
| 2028.2242 | 1140.5408
| 2028.1631 | 1140.5408
| 2028.1345 | 1140.5408
| 2028.0631 | 1140.5408
| 2028.0088 | 1140.5408
| 2027.9448 | 1140.5408
| 2027.9015 | 1140.5408
| 2027.8417 | 1140.5408
| 2027.7968 | 1140.5408
| 2027.7582 | 1140.5408
| 2027.6809 | 1140.5408
| 2027.5893 | 1140.5408
| 2027.5349 | 1140.5408
| 2027.4666 | 1140.5408
| 2027.4137 | 1140.5408
| 2027.3497 | 1140.5408
| 2027.2965 | 1140.5408
| 2027.247 | 1140.5408
| 2027.2061 | 1140.5408
| 2027.1667 | 1140.5408
| 2027.0797 | 1140.5408
| 2027.0099 | 1140.5408
| 2026.9537 | 1140.5408
| 2026.9035 | 1140.5408
| 2026.8522 | 1140.5408
| 2026.8117 | 1140.5408
| 2026.764 | 1140.5408
| 2026.7281 | 1140.5408
| 2026.6411 | 1140.5408
| 2026.5385 | 1140.5408
| 2026.488 | 1140.5408
| 2026.4395 | 1140.5408
| 2026.3825 | 1140.5408
| 2026.3032 | 1140.5408
| 2026.253 | 1140.5408
| 2026.2047 | 1140.5408
| 2026.1293 | 1140.5408
| 2026.0817 | 1140.5408
| 2026.0306 | 1140.5408
| 2025.98 | 1140.5408
| 2025.9246 | 1140.5408
| 2025.8894 | 1140.5408
| 2025.8471 | 1140.5408
| 2025.802 | 1140.5408
| 2025.7769 | 1140.5408
| 2025.7438 | 1140.5408
| 2025.686 | 1140.5408
| 2025.6272 | 1140.5408
| 2025.5981 | 1140.5408
| 2025.5211 | 1140.5408
| 2025.4317 | 1140.5408
| 2025.3625 | 1140.5408
| 2025.2701 | 1140.5408
| 2025.2289 | 1140.5408
| 2025.1641 | 1140.5408
| 2025.1117 | 1140.5408
| 2025.0705 | 1140.5408
| 2025.039 | 1140.5408
| 2025.0037 | 1140.5408
| 2024.9462 | 1140.5408
| 2024.8926 | 1140.5408
| 2024.8382 | 1140.5408
| 2024.8054 | 1140.5408
| 2024.727 | 1140.5408
| 2024.6689 | 1140.5408
| 2024.6238 | 1140.5408
| 2024.5761 | 1140.5408
| 2024.5424 | 1140.5408
| 2024.4983 | 1140.5408
| 2024.4566 | 1140.5408
| 2024.4259 | 1140.5408
| 2024.377 | 1140.5408
| 2024.313 | 1140.5408
| 2024.2617 | 1140.5408
| 2024.2247 | 1140.5408
| 2024.1946 | 1140.5408
| 2024.1428 | 1140.5408
| 2024.1003 | 1140.5408
| 2024.0412 | 1140.5408
| 2023.9974 | 1140.5408
| 2023.9762 | 1140.5408
| 2023.9276 | 1140.5408
| 2023.8626 | 1140.5408
| 2023.8017 | 1140.5408
| 2023.7475 | 1140.5408
| 2023.6897 | 1140.5408
| 2023.6272 | 1140.5408
| 2023.5709 | 1140.5408
| 2023.5005 | 1140.5408
| 2023.4471 | 1140.5408
| 2023.3681 | 1140.5408
| 2023.3148 | 1140.5408
| 2023.2661 | 1140.5408
| 2023.2274 | 1140.5408
| 2023.1887 | 1140.5408
| 2023.114 | 1140.5408
| 2023.0676 | 1140.5408
| 2023.0268 | 1140.5408
| 2022.9611 | 1140.5408
| 2022.91 | 1140.5408
| 2022.868 | 1140.5408
| 2022.8117 | 1140.5408
| 2022.7538 | 1140.5408
| 2022.7086 | 1140.5408
| 2022.6407 | 1140.5408
| 2022.5703 | 1140.5408
| 2022.4561 | 1140.5408
| 2022.389 | 1140.5408
| 2022.3413 | 1140.5408
| 2022.2868 | 1140.5408
| 2022.2386 | 1140.5408
| 2022.1944 | 1140.5408
| 2022.112 | 1140.5408
| 2022.08 | 1140.5408
| 2022.0274 | 1140.5408
| 2021.9698 | 1140.5408
| 2021.918 | 1140.5408
| 2021.883 | 1140.5408
| 2021.7935 | 1140.5408
| 2021.7355 | 1140.5408
| 2021.6837 | 1140.5408
| 2021.63 | 1140.5408
| 2021.5438 | 1140.5408
| 2021.4994 | 1140.5408
| 2021.4495 | 1140.5408
| 2021.4066 | 1140.5408
| 2021.3755 | 1140.5408
| 2021.295 | 1140.5408
| 2021.2302 | 1140.5408
| 2021.194 | 1140.5408
| 2021.1553 | 1140.5408
| 2021.1219 | 1140.5408
| 2021.0617 | 1140.5408
| 2021.0376 | 1140.5408
| 2020.9801 | 1140.5408
| 2020.9053 | 1140.5408
| 2020.8523 | 1140.5408
| 2020.7965 | 1140.5408
| 2020.7569 | 1140.5408
| 2020.7202 | 1140.5408
| 2020.67 | 1140.5408
| 2020.6181 | 1140.5408
| 2020.5637 | 1140.5408
| 2020.5278 | 1140.5408
| 2020.4469 | 1140.5408
| 2020.4179 | 1140.5408
| 2020.3645 | 1140.5408
| 2020.3101 | 1140.5408
| 2020.2437 | 1140.5408
| 2020.1858 | 1140.5408
| 2020.1432 | 1140.5408
| 2020.1005 | 1140.5408
| 2020.0298 | 1140.5408
| 2019.956 | 1140.5408
| 2019.8805 | 1140.5408
| 2019.8123 | 1140.5408
| 2019.7661 | 1140.5408
| 2019.7234 | 1140.5408
| 2019.6657 | 1140.5408
| 2019.6243 | 1140.5408
| 2019.5594 | 1140.5408
| 2019.5103 | 1140.5408
| 2019.4352 | 1140.5408
| 2019.3904 | 1140.5408
| 2019.3374 | 1140.5408
| 2019.2706 | 1140.5408
| 2019.196 | 1140.5408
| 2019.1319 | 1140.5408
| 2019.076 | 1140.5408
| 2019.0241 | 1140.5408
| 2018.9782 | 1140.5408
| 2018.9266 | 1140.5408
| 2018.8771 | 1140.5408
| 2018.8138 | 1140.5408
| 2018.7763 | 1140.5408
| 2018.7226 | 1140.5408
| 2018.6373 | 1140.5408
| 2018.5464 | 1140.5408
| 2018.5059 | 1140.5408
| 2018.4555 | 1140.5408
| 2018.3898 | 1140.5408
| 2018.33 | 1140.5408
| 2018.2758 | 1140.5408
| 2018.2075 | 1140.5408
| 2018.1402 | 1140.5408
| 2018.0921 | 1140.5408
| 2018.0424 | 1140.5408
| 2017.9962 | 1140.5408
| 2017.9254 | 1140.5408
| 2017.8765 | 1140.5408
| 2017.836 | 1140.5408
| 2017.7668 | 1140.5408
| 2017.7171 | 1140.5408
| 2017.6459 | 1140.5408
| 2017.6025 | 1140.5408
| 2017.5554 | 1140.5408
| 2017.5126 | 1140.5408
| 2017.4586 | 1140.5408
| 2017.405 | 1140.5408
| 2017.3544 | 1140.5408
| 2017.3038 | 1140.5408
| 2017.2413 | 1140.5408
| 2017.1608 | 1140.5408
| 2017.1027 | 1140.5408
| 2017.0537 | 1140.5408
| 2017.0089 | 1140.5408
| 2016.9667 | 1140.5408
| 2016.9153 | 1140.5408
| 2016.8513 | 1140.5408
| 2016.7943 | 1140.5408
| 2016.7091 | 1140.5408
| 2016.6809 | 1140.5408
| 2016.6287 | 1140.5408
| 2016.5831 | 1140.5408
| 2016.5248 | 1140.5408
| 2016.4907 | 1140.5408
| 2016.4561 | 1140.5408
| 2016.4035 | 1140.5408
| 2016.3486 | 1140.5408
| 2016.3175 | 1140.5408
| 2016.2675 | 1140.5408
| 2016.2115 | 1140.5408
| 2016.1552 | 1140.5408
| 2016.1134 | 1140.5408
| 2016.0693 | 1140.5408
| 2016.0294 | 1140.5408
| 2015.9744 | 1140.5408
| 2015.9313 | 1140.5408
| 2015.8688 | 1140.5408
| 2015.8283 | 1140.5408
| 2015.7628 | 1140.5408
| 2015.7076 | 1140.5408
| 2015.6513 | 1140.5408
| 2015.5877 | 1140.5408
| 2015.5621 | 1140.5408
| 2015.5125 | 1140.5408
| 2015.4757 | 1140.5408
| 2015.4356 | 1140.5408
| 2015.3463 | 1140.5408
| 2015.2978 | 1140.5408
| 2015.2575 | 1140.5408
| 2015.2208 | 1140.5408
| 2015.1681 | 1140.5408
| 2015.121 | 1140.5408
| 2015.0752 | 1140.5408
| 2015.0208 | 1140.5408
| 2014.9415 | 1140.5408
| 2014.8801 | 1140.5408
| 2014.8118 | 1140.5408
| 2014.752 | 1140.5408
| 2014.6938 | 1140.5408
| 2014.6329 | 1140.5408
| 2014.5875 | 1140.5408
| 2014.5418 | 1140.5408
| 2014.4823 | 1140.5408
| 2014.4183 | 1140.5408
| 2014.3701 | 1140.5408
| 2014.3278 | 1140.5408
| 2014.2878 | 1140.5408
| 2014.2305 | 1140.5408
| 2014.186 | 1140.5408
| 2014.1192 | 1140.5408
| 2014.0703 | 1140.5408
| 2014.0066 | 1140.5408
| 2013.975 | 1140.5408
| 2013.933 | 1140.5408
| 2013.862 | 1140.5408
| 2013.8159 | 1140.5408
| 2013.7518 | 1140.5408
| 2013.6526 | 1140.5408
| 2013.5679 | 1140.5408
| 2013.5237 | 1140.5408
| 2013.4685 | 1140.5408
| 2013.4333 | 1140.5408
| 2013.3989 | 1140.5408
| 2013.3651 | 1140.5408
| 2013.3294 | 1140.5408
| 2013.2749 | 1140.5408
| 2013.2334 | 1140.5408
| 2013.1963 | 1140.5408
| 2013.115 | 1140.5408
| 2013.0642 | 1140.5408
| 2013.0031 | 1140.5408
| 2012.9496 | 1140.5408
| 2012.8995 | 1140.5408
| 2012.8583 | 1140.5408
| 2012.8146 | 1140.5408
| 2012.7602 | 1140.5408
| 2012.7096 | 1140.5408
| 2012.6413 | 1140.5408
| 2012.6163 | 1140.5408
| 2012.5671 | 1140.5408
| 2012.5288 | 1140.5408
| 2012.4613 | 1140.5408
| 2012.4006 | 1140.5408
| 2012.3658 | 1140.5408
| 2012.2921 | 1140.5408
| 2012.2284 | 1140.5408
| 2012.1758 | 1140.5408
| 2012.1091 | 1140.5408
| 2012.0573 | 1140.5408
| 2012.0054 | 1140.5408
| 2011.9635 | 1140.5408
| 2011.9196 | 1140.5408
| 2011.8714 | 1140.5408
| 2011.8236 | 1140.5408
| 2011.7519 | 1140.5408
| 2011.7113 | 1140.5408
| 2011.645 | 1140.5408
| 2011.5943 | 1140.5408
| 2011.5437 | 1140.5408
| 2011.4898 | 1140.5408
| 2011.4186 | 1140.5408
| 2011.3824 | 1140.5408
| 2011.3516 | 1140.5408
| 2011.3132 | 1140.5408
| 2011.251 | 1140.5408
| 2011.1725 | 1140.5408
| 2011.1472 | 1140.5408
| 2011.0871 | 1140.5408
| 2011.0507 | 1140.5408
| 2010.979 | 1140.5408
| 2010.9227 | 1140.5408
| 2010.8753 | 1140.5408
| 2010.84 | 1140.5408
| 2010.7756 | 1140.5408
| 2010.7217 | 1140.5408
| 2010.6815 | 1140.5408
| 2010.5978 | 1140.5408
| 2010.5283 | 1140.5408
| 2010.4676 | 1140.5408
| 2010.3918 | 1140.5408
| 2010.2865 | 1140.5408
| 2010.24 | 1140.5408
| 2010.1916 | 1140.5408
| 2010.126 | 1140.5408
| 2010.0688 | 1140.5408
| 2010.0016 | 1140.5408
| 2009.9652 | 1140.5408
| 2009.905 | 1140.5408
| 2009.8378 | 1140.5408
| 2009.7861 | 1140.5408
| 2009.7408 | 1140.5408
| 2009.7102 | 1140.5408
| 2009.6692 | 1140.5408
| 2009.6098 | 1140.5408
| 2009.5657 | 1140.5408
| 2009.4819 | 1140.5408
| 2009.4334 | 1140.5408
| 2009.3673 | 1140.5408
| 2009.2901 | 1140.5408
| 2009.2468 | 1140.5408
| 2009.2208 | 1140.5408
| 2009.1509 | 1140.5408
| 2009.1126 | 1140.5408
| 2009.0682 | 1140.5408
| 2009.0093 | 1140.5408
| 2008.956 | 1140.5408
| 2008.8853 | 1140.5408
| 2008.8247 | 1140.5408
| 2008.7605 | 1140.5408
| 2008.6976 | 1140.5408
| 2008.6524 | 1140.5408
| 2008.56 | 1140.5408
| 2008.5068 | 1140.5408
| 2008.4544 | 1140.5408
| 2008.4063 | 1140.5408
| 2008.367 | 1140.5408
| 2008.3413 | 1140.5408
| 2008.2799 | 1140.5408
| 2008.2122 | 1140.5408
| 2008.1526 | 1140.5408
| 2008.0797 | 1140.5408
| 2008.0336 | 1140.5408
| 2007.9866 | 1140.5408
| 2007.9106 | 1140.5408
| 2007.8714 | 1140.5408
| 2007.8087 | 1140.5408
| 2007.7819 | 1140.5408
| 2007.7431 | 1140.5408
| 2007.6914 | 1140.5408
| 2007.6123 | 1140.5408
| 2007.5631 | 1140.5408
| 2007.5246 | 1140.5408
| 2007.447 | 1140.5408
| 2007.3996 | 1140.5408
| 2007.3541 | 1140.5408
| 2007.2627 | 1140.5408
| 2007.213 | 1140.5408
| 2007.1699 | 1140.5408
| 2007.1423 | 1140.5408
| 2007.0671 | 1140.5408
| 2007.0022 | 1140.5408
| 2006.968 | 1140.5408
| 2006.8964 | 1140.5408
| 2006.8427 | 1140.5408
| 2006.7962 | 1140.5408
| 2006.7045 | 1140.5408
| 2006.6422 | 1140.5408
| 2006.5869 | 1140.5408
| 2006.5181 | 1140.5408
| 2006.4827 | 1140.5408
| 2006.4142 | 1140.5408
| 2006.3824 | 1140.5408
| 2006.3431 | 1140.5408
| 2006.2756 | 1140.5408
| 2006.1932 | 1140.5408
| 2006.1253 | 1140.5408
| 2006.0702 | 1140.5408
| 2006.0144 | 1140.5408
| 2005.9398 | 1140.5408
| 2005.8592 | 1140.5408
| 2005.7958 | 1140.5408
| 2005.7484 | 1140.5408
| 2005.6772 | 1140.5408
| 2005.6204 | 1140.5408
| 2005.5738 | 1140.5408
| 2005.5101 | 1140.5408
| 2005.4354 | 1140.5408
| 2005.3302 | 1140.5408
| 2005.2917 | 1140.5408
| 2005.2312 | 1140.5408
| 2005.1906 | 1140.5408
| 2005.1274 | 1140.5408
| 2005.0666 | 1140.5408
| 2005.0156 | 1140.5408
| 2004.9567 | 1140.5408
| 2004.8904 | 1140.5408
| 2004.8304 | 1140.5408
| 2004.7939 | 1140.5408
| 2004.718 | 1140.5408
| 2004.6718 | 1140.5408
| 2004.6113 | 1140.5408
| 2004.5526 | 1140.5408
| 2004.4883 | 1140.5408
| 2004.4235 | 1140.5408
| 2004.3673 | 1140.5408
| 2004.2932 | 1140.5408
| 2004.2574 | 1140.5408
| 2004.1608 | 1140.5408
| 2004.0915 | 1140.5408
| 2004.0505 | 1140.5408
| 2003.9799 | 1140.5408
| 2003.9356 | 1140.5408
| 2003.8673 | 1140.5408
| 2003.8133 | 1140.5408
| 2003.7201 | 1140.5408
| 2003.6748 | 1140.5408
| 2003.6237 | 1140.5408
| 2003.5714 | 1140.5408
| 2003.5126 | 1140.5408
| 2003.4745 | 1140.5408
| 2003.4322 | 1140.5408
| 2003.3816 | 1140.5408
| 2003.2787 | 1140.5408
| 2003.2424 | 1140.5408
| 2003.1845 | 1140.5408
| 2003.1151 | 1140.5408
| 2003.0687 | 1140.5408
| 2002.9529 | 1140.5408
| 2002.8998 | 1140.5408
| 2002.8313 | 1140.5408
| 2002.7176 | 1140.5408
| 2002.661 | 1140.5408
| 2002.6345 | 1140.5408
| 2002.6028 | 1140.5408
| 2002.5406 | 1140.5408
| 2002.5047 | 1140.5408
| 2002.4639 | 1140.5408
| 2002.3969 | 1140.5408
| 2002.3085 | 1140.5408
| 2002.2322 | 1140.5408
| 2002.202 | 1140.5408
| 2002.1447 | 1140.5408
| 2002.0961 | 1140.5408
| 2002.0456 | 1140.5408
| 2001.9783 | 1140.5408
| 2001.9065 | 1140.5408
| 2001.8381 | 1140.5408
| 2001.7666 | 1140.5408
| 2001.7159 | 1140.5408
| 2001.6691 | 1140.5408
| 2001.6297 | 1140.5408
| 2001.5847 | 1140.5408
| 2001.5471 | 1140.5408
| 2001.486 | 1140.5408
| 2001.4407 | 1140.5408
| 2001.3688 | 1140.5408
| 2001.3056 | 1140.5408
| 2001.2414 | 1140.5408
| 2001.1979 | 1140.5408
| 2001.162 | 1140.5408
| 2001.0918 | 1140.5408
| 2001.0231 | 1140.5408
| 2000.9756 | 1140.5408
| 2000.8978 | 1140.5408
| 2000.8489 | 1140.5408
| 2000.7402 | 1140.5408
| 2000.6717 | 1140.5408
| 2000.5741 | 1140.5408
| 2000.5338 | 1140.5408
| 2000.461 | 1140.5408
| 2000.4156 | 1140.5408
| 2000.3484 | 1140.5408
| 2000.2802 | 1140.5408
| 2000.1991 | 1140.5408
| 2000.1757 | 1140.5408
| 2000.1161 | 1140.5408
| 2000.075 | 1140.5408
| 2000.0125 | 1140.5408
| 1999.962 | 1140.5408
| 1999.9308 | 1140.5408
| 1999.8879 | 1140.5408
| 1999.8359 | 1140.5408
| 1999.78 | 1140.5408
| 1999.7213 | 1140.5408
| 1999.6535 | 1140.5408
| 1999.5924 | 1140.5408
| 1999.5476 | 1140.5408
| 1999.4842 | 1140.5408
| 1999.4392 | 1140.5408
| 1999.354 | 1140.5408
| 1999.3006 | 1140.5408
| 1999.2502 | 1140.5408
| 1999.2116 | 1140.5408
| 1999.1413 | 1140.5408
| 1999.0888 | 1140.5408
| 1999.0176 | 1140.5408
| 1998.9522 | 1140.5408
| 1998.9003 | 1140.5408
| 1998.8537 | 1140.5408
| 1998.7928 | 1140.5408
| 1998.7181 | 1140.5408
| 1998.6694 | 1140.5408
| 1998.6315 | 1140.5408
| 1998.5599 | 1140.5408
| 1998.4946 | 1140.5408
| 1998.429 | 1140.5408
| 1998.3647 | 1140.5408
| 1998.3118 | 1140.5408
| 1998.2732 | 1140.5408
| 1998.2313 | 1140.5408
| 1998.1777 | 1140.5408
| 1998.1055 | 1140.5408
| 1998.0453 | 1140.5408
| 1997.9857 | 1140.5408
| 1997.9363 | 1140.5408
| 1997.9049 | 1140.5408
| 1997.8547 | 1140.5408
| 1997.8182 | 1140.5408
| 1997.7756 | 1140.5408
| 1997.7081 | 1140.5408
| 1997.6234 | 1140.5408
| 1997.5724 | 1140.5408
| 1997.5 | 1140.5408
| 1997.4202 | 1140.5408
| 1997.3675 | 1140.5408
| 1997.3153 | 1140.5408
| 1997.2658 | 1140.5408
| 1997.218 | 1140.5408
| 1997.1758 | 1140.5408
| 1997.1209 | 1140.5408
| 1997.0714 | 1140.5408
| 1996.9955 | 1140.5408
| 1996.9299 | 1140.5408
| 1996.8797 | 1140.5408
| 1996.8162 | 1140.5408
| 1996.7651 | 1140.5408
| 1996.719 | 1140.5408
| 1996.6584 | 1140.5408
| 1996.5644 | 1140.5408
| 1996.5207 | 1140.5408
| 1996.473 | 1140.5408
| 1996.3802 | 1140.5408
| 1996.3246 | 1140.5408
| 1996.2838 | 1140.5408
| 1996.2383 | 1140.5408
| 1996.1816 | 1140.5408
| 1996.1329 | 1140.5408
| 1996.0959 | 1140.5408
| 1996.0432 | 1140.5408
| 1995.9656 | 1140.5408
| 1995.9014 | 1140.5408
| 1995.8627 | 1140.5408
| 1995.7988 | 1140.5408
| 1995.7341 | 1140.5408
| 1995.6967 | 1140.5408
| 1995.6528 | 1140.5408
| 1995.5574 | 1140.5408
| 1995.484 | 1140.5408
| 1995.4198 | 1140.5408
| 1995.3647 | 1140.5408
| 1995.3027 | 1140.5408
| 1995.1921 | 1140.5408
| 1995.1587 | 1140.5408
| 1995.119 | 1140.5408
| 1995.0764 | 1140.5408
| 1995.0109 | 1140.5408
| 1994.942 | 1140.5408
| 1994.905 | 1140.5408
| 1994.845 | 1140.5408
| 1994.7653 | 1140.5408
| 1994.7134 | 1140.5408
| 1994.6299 | 1140.5408
| 1994.5715 | 1140.5408
| 1994.5156 | 1140.5408
| 1994.4595 | 1140.5408
| 1994.4127 | 1140.5408
| 1994.3513 | 1140.5408
| 1994.2678 | 1140.5408
| 1994.2097 | 1140.5408
| 1994.1204 | 1140.5408
| 1994.0685 | 1140.5408
| 1994.039 | 1140.5408
| 1993.9936 | 1140.5408
| 1993.9494 | 1140.5408
| 1993.8779 | 1140.5408
| 1993.8113 | 1140.5408
| 1993.7377 | 1140.5408
| 1993.6954 | 1140.5408
| 1993.6207 | 1140.5408
| 1993.5857 | 1140.5408
| 1993.5165 | 1140.5408
| 1993.4343 | 1140.5408
| 1993.3682 | 1140.5408
| 1993.3127 | 1140.5408
| 1993.2589 | 1140.5408
| 1993.2195 | 1140.5408
| 1993.1374 | 1140.5408
| 1993.0884 | 1140.5408
| 1993.0558 | 1140.5408
| 1993.0034 | 1140.5408
| 1992.9329 | 1140.5408
| 1992.8465 | 1140.5408
| 1992.7355 | 1140.5408
| 1992.6579 | 1140.5408
| 1992.5976 | 1140.5408
| 1992.5304 | 1140.5408
| 1992.4854 | 1140.5408
| 1992.4282 | 1140.5408
| 1992.3937 | 1140.5408
| 1992.3153 | 1140.5408
| 1992.249 | 1140.5408
| 1992.193 | 1140.5408
| 1992.1245 | 1140.5408
| 1992.0612 | 1140.5408
| 1992.0095 | 1140.5408
| 1991.9597 | 1140.5408
| 1991.8892 | 1140.5408
| 1991.8229 | 1140.5408
| 1991.7758 | 1140.5408
| 1991.7354 | 1140.5408
| 1991.6491 | 1140.5408
| 1991.5932 | 1140.5408
| 1991.5354 | 1140.5408
| 1991.4386 | 1140.5408
| 1991.3451 | 1140.5408
| 1991.3018 | 1140.5408
| 1991.238 | 1140.5408
| 1991.188 | 1140.5408
| 1991.0992 | 1140.5408
| 1991.0321 | 1140.5408
| 1990.9819 | 1140.5408
| 1990.9052 | 1140.5408
| 1990.8548 | 1140.5408
| 1990.7876 | 1140.5408
| 1990.7066 | 1140.5408
| 1990.6633 | 1140.5408
| 1990.6097 | 1140.5408
| 1990.5328 | 1140.5408
| 1990.4209 | 1140.5408
| 1990.3914 | 1140.5408
| 1990.3462 | 1140.5408
| 1990.2972 | 1140.5408
| 1990.2569 | 1140.5408
| 1990.2186 | 1140.5408
| 1990.1477 | 1140.5408
| 1990.0816 | 1140.5408
| 1990.0031 | 1140.5408
| 1989.9456 | 1140.5408
| 1989.9071 | 1140.5408
| 1989.8388 | 1140.5408
| 1989.7733 | 1140.5408
| 1989.7006 | 1140.5408
| 1989.6146 | 1140.5408
| 1989.5754 | 1140.5408
| 1989.5113 | 1140.5408
| 1989.4161 | 1140.5408
| 1989.3611 | 1140.5408
| 1989.2922 | 1140.5408
| 1989.2318 | 1140.5408
| 1989.1651 | 1140.5408
| 1989.1358 | 1140.5408
| 1989.0552 | 1140.5408
| 1988.9802 | 1140.5408
| 1988.9126 | 1140.5408
| 1988.8913 | 1140.5408
| 1988.8544 | 1140.5408
| 1988.7542 | 1140.5408
| 1988.6869 | 1140.5408
| 1988.6361 | 1140.5408
| 1988.57 | 1140.5408
| 1988.5246 | 1140.5408
| 1988.4523 | 1140.5408
| 1988.318 | 1140.5408
| 1988.2809 | 1140.5408
| 1988.1772 | 1140.5408
| 1988.1151 | 1140.5408
| 1988.0661 | 1140.5408
| 1988.0009 | 1140.5408
| 1987.9408 | 1140.5408
| 1987.8506 | 1140.5408
| 1987.8031 | 1140.5408
| 1987.7293 | 1140.5408
| 1987.656 | 1140.5408
| 1987.5868 | 1140.5408
| 1987.5361 | 1140.5408
| 1987.4823 | 1140.5408
| 1987.4291 | 1140.5408
| 1987.3139 | 1140.5408
| 1987.2704 | 1140.5408
| 1987.1996 | 1140.5408
| 1987.1351 | 1140.5408
| 1987.0707 | 1140.5408
| 1987.0054 | 1140.5408
| 1986.9747 | 1140.5408
| 1986.9264 | 1140.5408
| 1986.8862 | 1140.5408
| 1986.8183 | 1140.5408
| 1986.7483 | 1140.5408
| 1986.6411 | 1140.5408
| 1986.5764 | 1140.5408
| 1986.4967 | 1140.5408
| 1986.4317 | 1140.5408
| 1986.3855 | 1140.5408
| 1986.2604 | 1140.5408
| 1986.2237 | 1140.5408
| 1986.1616 | 1140.5408
| 1986.0966 | 1140.5408
| 1986.0305 | 1140.5408
| 1985.9981 | 1140.5408
| 1985.959 | 1140.5408
| 1985.9088 | 1140.5408
| 1985.8614 | 1140.5408
| 1985.7735 | 1140.5408
| 1985.7146 | 1140.5408
| 1985.6422 | 1140.5408
| 1985.5762 | 1140.5408
| 1985.507 | 1140.5408
| 1985.4481 | 1140.5408
| 1985.4103 | 1140.5408
| 1985.3567 | 1140.5408
| 1985.3051 | 1140.5408
| 1985.2174 | 1140.5408
| 1985.1557 | 1140.5408
| 1985.086 | 1140.5408
| 1985.021 | 1140.5408
| 1984.9478 | 1140.5408
| 1984.8841 | 1140.5408
| 1984.8269 | 1140.5408
| 1984.7476 | 1140.5408
| 1984.7088 | 1140.5408
| 1984.6553 | 1140.5408
| 1984.586 | 1140.5408
| 1984.5267 | 1140.5408
| 1984.481 | 1140.5408
| 1984.4384 | 1140.5408
| 1984.3385 | 1140.5408
| 1984.2488 | 1140.5408
| 1984.2081 | 1140.5408
| 1984.1284 | 1140.5408
| 1984.0505 | 1140.5408
| 1984.0045 | 1140.5408
| 1983.9248 | 1140.5408
| 1983.8285 | 1140.5408
| 1983.7909 | 1140.5408
| 1983.7485 | 1140.5408
| 1983.6706 | 1140.5408
| 1983.6325 | 1140.5408
| 1983.5409 | 1140.5408
| 1983.4677 | 1140.5408
| 1983.3942 | 1140.5408
| 1983.3415 | 1140.5408
| 1983.2767 | 1140.5408
| 1983.2084 | 1140.5408
| 1983.1606 | 1140.5408
| 1983.0718 | 1140.5408
| 1982.9853 | 1140.5408
| 1982.9263 | 1140.5408
| 1982.8272 | 1140.5408
| 1982.7411 | 1140.5408
| 1982.6925 | 1140.5408
| 1982.6452 | 1140.5408
| 1982.589 | 1140.5408
| 1982.54 | 1140.5408
| 1982.437 | 1140.5408
| 1982.3507 | 1140.5408
| 1982.2979 | 1140.5408
| 1982.2383 | 1140.5408
| 1982.1792 | 1140.5408
| 1982.1087 | 1140.5408
| 1982.0368 | 1140.5408
| 1981.9627 | 1140.5408
| 1981.8543 | 1140.5408
| 1981.803 | 1140.5408
| 1981.7099 | 1140.5408
| 1981.6341 | 1140.5408
| 1981.5744 | 1140.5408
| 1981.5003 | 1140.5408
| 1981.4485 | 1140.5408
| 1981.3807 | 1140.5408
| 1981.3194 | 1140.5408
| 1981.2547 | 1140.5408
| 1981.1885 | 1140.5408
| 1981.1248 | 1140.5408
| 1981.0242 | 1140.5408
| 1980.9738 | 1140.5408
| 1980.8985 | 1140.5408
| 1980.8429 | 1140.5408
| 1980.7922 | 1140.5408
| 1980.7226 | 1140.5408
| 1980.6593 | 1140.5408
| 1980.5935 | 1140.5408
| 1980.5333 | 1140.5408
| 1980.45 | 1140.5408
| 1980.404 | 1140.5408
| 1980.3186 | 1140.5408
| 1980.2344 | 1140.5408
| 1980.1505 | 1140.5408
| 1980.0811 | 1140.5408
| 1979.9578 | 1140.5408
| 1979.866 | 1140.5408
| 1979.8126 | 1140.5408
| 1979.7594 | 1140.5408
| 1979.7137 | 1140.5408
| 1979.6336 | 1140.5408
| 1979.5737 | 1140.5408
| 1979.4744 | 1140.5408
| 1979.3967 | 1140.5408
| 1979.3021 | 1140.5408
| 1979.2418 | 1140.5408
| 1979.1352 | 1140.5408
| 1979.04 | 1140.5408
| 1978.9874 | 1140.5408
| 1978.9146 | 1140.5408
| 1978.865 | 1140.5408
| 1978.7607 | 1140.5408
| 1978.6884 | 1140.5408
| 1978.6207 | 1140.5408
| 1978.5678 | 1140.5408
| 1978.53 | 1140.5408
| 1978.4534 | 1140.5408
| 1978.3884 | 1140.5408
| 1978.3176 | 1140.5408
| 1978.2476 | 1140.5408
| 1978.1694 | 1140.5408
| 1978.0981 | 1140.5408
| 1977.9887 | 1140.5408
| 1977.9286 | 1140.5408
| 1977.8702 | 1140.5408
| 1977.789 | 1140.5408
| 1977.6888 | 1140.5408
| 1977.6178 | 1140.5408
| 1977.5719 | 1140.5408
| 1977.5078 | 1140.5408
| 1977.4619 | 1140.5408
| 1977.3736 | 1140.5408
| 1977.2954 | 1140.5408
| 1977.2545 | 1140.5408
| 1977.1796 | 1140.5408
| 1977.1129 | 1140.5408
| 1977.0359 | 1140.5408
| 1976.9633 | 1140.5408
| 1976.8817 | 1140.5408
| 1976.8388 | 1140.5408
| 1976.7822 | 1140.5408
| 1976.6853 | 1140.5408
| 1976.6346 | 1140.5408
| 1976.5686 | 1140.5408
| 1976.5054 | 1140.5408
| 1976.392 | 1140.5408
| 1976.2791 | 1140.5408
| 1976.1858 | 1140.5408
| 1976.0943 | 1140.5408
| 1976.0072 | 1140.5408
| 1975.9296 | 1140.5408
| 1975.8767 | 1140.5408
| 1975.8028 | 1140.5408
| 1975.7299 | 1140.5408
| 1975.6547 | 1140.5408
| 1975.5399 | 1140.5408
| 1975.489 | 1140.5408
| 1975.427 | 1140.5408
| 1975.3316 | 1140.5408
| 1975.2646 | 1140.5408
| 1975.2036 | 1140.5408
| 1975.1481 | 1140.5408
| 1975.0781 | 1140.5408
| 1975.0121 | 1140.5408
| 1974.9782 | 1140.5408
| 1974.9229 | 1140.5408
| 1974.8769 | 1140.5408
| 1974.7644 | 1140.5408
| 1974.6759 | 1140.5408
| 1974.6082 | 1140.5408
| 1974.5327 | 1140.5408
| 1974.4254 | 1140.5408
| 1974.3355 | 1140.5408
| 1974.2459 | 1140.5408
| 1974.1961 | 1140.5408
| 1974.1518 | 1140.5408
| 1974.0708 | 1140.5408
| 1973.9996 | 1140.5408
| 1973.9276 | 1140.5408
| 1973.8373 | 1140.5408
| 1973.7738 | 1140.5408
| 1973.7007 | 1140.5408
| 1973.6457 | 1140.5408
| 1973.5704 | 1140.5408
| 1973.4916 | 1140.5408
| 1973.429 | 1140.5408
| 1973.3689 | 1140.5408
| 1973.2603 | 1140.5408
| 1973.1562 | 1140.5408
| 1973.0736 | 1140.5408
| 1972.9959 | 1140.5408
| 1972.863 | 1140.5408
| 1972.7965 | 1140.5408
| 1972.7352 | 1140.5408
| 1972.6582 | 1140.5408
| 1972.5874 | 1140.5408
| 1972.4502 | 1140.5408
| 1972.4139 | 1140.5408
| 1972.3591 | 1140.5408
| 1972.2869 | 1140.5408
| 1972.2133 | 1140.5408
| 1972.1643 | 1140.5408
| 1972.0952 | 1140.5408
| 1972.033 | 1140.5408
| 1971.9509 | 1140.5408
| 1971.8823 | 1140.5408
| 1971.7972 | 1140.5408
| 1971.7045 | 1140.5408
| 1971.6178 | 1140.5408
| 1971.584 | 1140.5408
| 1971.5254 | 1140.5408
| 1971.4282 | 1140.5408
| 1971.318 | 1140.5408
| 1971.2635 | 1140.5408
| 1971.2043 | 1140.5408
| 1971.1227 | 1140.5408
| 1971.0271 | 1140.5408
| 1970.9297 | 1140.5408
| 1970.8803 | 1140.5408
| 1970.8288 | 1140.5408
| 1970.7538 | 1140.5408
| 1970.7049 | 1140.5408
| 1970.5887 | 1140.5408
| 1970.5286 | 1140.5408
| 1970.3732 | 1140.5408
| 1970.2934 | 1140.5408
| 1970.2009 | 1140.5408
| 1970.1231 | 1140.5408
| 1970.0728 | 1140.5408
| 1970.0086 | 1140.5408
| 1969.9473 | 1140.5408
| 1969.8697 | 1140.5408
| 1969.8136 | 1140.5408
| 1969.7532 | 1140.5408
| 1969.6969 | 1140.5408
| 1969.5979 | 1140.5408
| 1969.5053 | 1140.5408
| 1969.3876 | 1140.5408
| 1969.3343 | 1140.5408
| 1969.1961 | 1140.5408
| 1969.1203 | 1140.5408
| 1969.0315 | 1140.5408
| 1968.9609 | 1140.5408
| 1968.8676 | 1140.5408
| 1968.7836 | 1140.5408
| 1968.6856 | 1140.5408
| 1968.5742 | 1140.5408
| 1968.4817 | 1140.5408
| 1968.4024 | 1140.5408
| 1968.2953 | 1140.5408
| 1968.2448 | 1140.5408
| 1968.1845 | 1140.5408
| 1968.1013 | 1140.5408
| 1968.0115 | 1140.5408
| 1967.9417 | 1140.5408
| 1967.854 | 1140.5408
| 1967.7649 | 1140.5408
| 1967.6743 | 1140.5408
| 1967.6057 | 1140.5408
| 1967.5255 | 1140.5408
| 1967.4293 | 1140.5408
| 1967.3623 | 1140.5408
| 1967.3016 | 1140.5408
| 1967.2025 | 1140.5408
| 1967.1144 | 1140.5408
| 1966.9836 | 1140.5408
| 1966.9071 | 1140.5408
| 1966.8326 | 1140.5408
| 1966.7564 | 1140.5408
| 1966.6404 | 1140.5408
| 1966.5721 | 1140.5408
| 1966.522 | 1140.5408
| 1966.4337 | 1140.5408
| 1966.348 | 1140.5408
| 1966.221 | 1140.5408
| 1966.139 | 1140.5408
| 1966.0256 | 1140.5408
| 1965.93 | 1140.5408
| 1965.8193 | 1140.5408
| 1965.7457 | 1140.5408
| 1965.6827 | 1140.5408
| 1965.6003 | 1140.5408
| 1965.4961 | 1140.5408
| 1965.4374 | 1140.5408
| 1965.368 | 1140.5408
| 1965.2782 | 1140.5408
| 1965.2349 | 1140.5408
| 1965.1214 | 1140.5408
| 1965.0282 | 1140.5408
| 1964.9541 | 1140.5408
| 1964.8786 | 1140.5408
| 1964.794 | 1140.5408
| 1964.7445 | 1140.5408
| 1964.6408 | 1140.5408
| 1964.5551 | 1140.5408
| 1964.4688 | 1140.5408
| 1964.3845 | 1140.5408
| 1964.3376 | 1140.5408
| 1964.2692 | 1140.5408
| 1964.2076 | 1140.5408
| 1964.1274 | 1140.5408
| 1964.0725 | 1140.5408
| 1963.9839 | 1140.5408
| 1963.9019 | 1140.5408
| 1963.8462 | 1140.5408
| 1963.7454 | 1140.5408
| 1963.6801 | 1140.5408
| 1963.5911 | 1140.5408
| 1963.492 | 1140.5408
| 1963.3937 | 1140.5408
| 1963.2958 | 1140.5408
| 1963.1997 | 1140.5408
| 1963.1147 | 1140.5408
| 1963.0316 | 1140.5408
| 1962.9622 | 1140.5408
| 1962.897 | 1140.5408
| 1962.8328 | 1140.5408
| 1962.7678 | 1140.5408
| 1962.6965 | 1140.5408
| 1962.5761 | 1140.5408
| 1962.5085 | 1140.5408
| 1962.3845 | 1140.5408
| 1962.3056 | 1140.5408
| 1962.231 | 1140.5408
| 1962.1425 | 1140.5408
| 1962.0947 | 1140.5408
| 1961.98 | 1140.5408
| 1961.8726 | 1140.5408
| 1961.8124 | 1140.5408
| 1961.7191 | 1140.5408
| 1961.682 | 1140.5408
| 1961.6054 | 1140.5408
| 1961.5242 | 1140.5408
| 1961.4765 | 1140.5408
| 1961.3943 | 1140.5408
| 1961.3182 | 1140.5408
| 1961.219 | 1140.5408
| 1961.1257 | 1140.5408
| 1961.0772 | 1140.5408
| 1961.0044 | 1140.5408
| 1960.9093 | 1140.5408
| 1960.8259 | 1140.5408
| 1960.7482 | 1140.5408
| 1960.699 | 1140.5408
| 1960.6081 | 1140.5408
| 1960.5571 | 1140.5408
| 1960.5105 | 1140.5408
| 1960.456 | 1140.5408
| 1960.3721 | 1140.5408
| 1960.2491 | 1140.5408
| 1960.1649 | 1140.5408
| 1960.0548 | 1140.5408
| 1959.9823 | 1140.5408
| 1959.9198 | 1140.5408
| 1959.7676 | 1140.5408
| 1959.6666 | 1140.5408
| 1959.5787 | 1140.5408
| 1959.5032 | 1140.5408
| 1959.4197 | 1140.5408
| 1959.3034 | 1140.5408
| 1959.2414 | 1140.5408
| 1959.1704 | 1140.5408
| 1959.1156 | 1140.5408
| 1959.0067 | 1140.5408
| 1958.8989 | 1140.5408
| 1958.8202 | 1140.5408
| 1958.7584 | 1140.5408
| 1958.6648 | 1140.5408
| 1958.5663 | 1140.5408
| 1958.4244 | 1140.5408
| 1958.267 | 1140.5408
| 1958.2151 | 1140.5408
| 1958.1077 | 1140.5408
| 1957.9804 | 1140.5408
| 1957.8667 | 1140.5408
| 1957.7891 | 1140.5408
| 1957.6438 | 1140.5408
| 1957.5532 | 1140.5408
| 1957.4441 | 1140.5408
| 1957.3328 | 1140.5408
| 1957.256 | 1140.5408
| 1957.1614 | 1140.5408
| 1957.0512 | 1140.5408
| 1956.9528 | 1140.5408
| 1956.8636 | 1140.5408
| 1956.7227 | 1140.5408
| 1956.6174 | 1140.5408
| 1956.514 | 1140.5408
| 1956.405 | 1140.5408
| 1956.2912 | 1140.5408
| 1956.1599 | 1140.5408
| 1956.1059 | 1140.5408
| 1956.042 | 1140.5408
| 1955.9544 | 1140.5408
| 1955.8309 | 1140.5408
| 1955.7414 | 1140.5408
| 1955.6371 | 1140.5408
| 1955.548 | 1140.5408
| 1955.4854 | 1140.5408
| 1955.3739 | 1140.5408
| 1955.3166 | 1140.5408
| 1955.2197 | 1140.5408
| 1955.1313 | 1140.5408
| 1955.0202 | 1140.5408
| 1954.9453 | 1140.5408
| 1954.889 | 1140.5408
| 1954.8335 | 1140.5408
| 1954.7484 | 1140.5408
| 1954.5758 | 1140.5408
| 1954.5314 | 1140.5408
| 1954.4602 | 1140.5408
| 1954.3743 | 1140.5408
| 1954.2828 | 1140.5408
| 1954.217 | 1140.5408
| 1954.1263 | 1140.5408
| 1954.0756 | 1140.5408
| 1953.9855 | 1140.5408
| 1953.8961 | 1140.5408
| 1953.8291 | 1140.5408
| 1953.7678 | 1140.5408
| 1953.7092 | 1140.5408
| 1953.5988 | 1140.5408
| 1953.5271 | 1140.5408
| 1953.3885 | 1140.5408
| 1953.2934 | 1140.5408
| 1953.2245 | 1140.5408
| 1953.1388 | 1140.5408
| 1953.0763 | 1140.5408
| 1952.9494 | 1140.5408
| 1952.8287 | 1140.5408
| 1952.7048 | 1140.5408
| 1952.6398 | 1140.5408
| 1952.544 | 1140.5408
| 1952.4916 | 1140.5408
| 1952.4022 | 1140.5408
| 1952.2193 | 1140.5408
| 1952.132 | 1140.5408
| 1952.0391 | 1140.5408
| 1951.9189 | 1140.5408
| 1951.7735 | 1140.5408
| 1951.6826 | 1140.5408
| 1951.5939 | 1140.5408
| 1951.5336 | 1140.5408
| 1951.4109 | 1140.5408
| 1951.2872 | 1140.5408
| 1951.1819 | 1140.5408
| 1951.0931 | 1140.5408
| 1951.0038 | 1140.5408
| 1950.8952 | 1140.5408
| 1950.8219 | 1140.5408
| 1950.7288 | 1140.5408
| 1950.666 | 1140.5408
| 1950.5638 | 1140.5408
| 1950.4719 | 1140.5408
| 1950.3777 | 1140.5408
| 1950.3106 | 1140.5408
| 1950.2517 | 1140.5408
| 1950.1666 | 1140.5408
| 1950.0503 | 1140.5408
| 1949.9071 | 1140.5408
| 1949.8008 | 1140.5408
| 1949.7214 | 1140.5408
| 1949.6338 | 1140.5408
| 1949.5678 | 1140.5408
| 1949.4626 | 1140.5408
| 1949.3949 | 1140.5408
| 1949.3457 | 1140.5408
| 1949.2366 | 1140.5408
| 1949.1384 | 1140.5408
| 1949.0769 | 1140.5408
| 1949.0039 | 1140.5408
| 1948.9164 | 1140.5408
| 1948.8247 | 1140.5408
| 1948.7641 | 1140.5408
| 1948.664 | 1140.5408
| 1948.6155 | 1140.5408
| 1948.4787 | 1140.5408
| 1948.4115 | 1140.5408
| 1948.3002 | 1140.5408
| 1948.2157 | 1140.5408
| 1948.1349 | 1140.5408
| 1948.0329 | 1140.5408
| 1947.917 | 1140.5408
| 1947.8411 | 1140.5408
| 1947.7748 | 1140.5408
| 1947.6668 | 1140.5408
| 1947.5454 | 1140.5408
| 1947.4917 | 1140.5408
| 1947.3742 | 1140.5408
| 1947.299 | 1140.5408
| 1947.223 | 1140.5408
| 1947.1006 | 1140.5408
| 1946.977 | 1140.5408
| 1946.882 | 1140.5408
| 1946.7844 | 1140.5408
| 1946.7108 | 1140.5408
| 1946.6195 | 1140.5408
| 1946.4903 | 1140.5408
| 1946.4052 | 1140.5408
| 1946.3311 | 1140.5408
| 1946.2495 | 1140.5408
| 1946.1522 | 1140.5408
| 1946.0557 | 1140.5408
| 1945.9925 | 1140.5408
| 1945.8693 | 1140.5408
| 1945.7534 | 1140.5408
| 1945.6043 | 1140.5408
| 1945.5094 | 1140.5408
| 1945.4281 | 1140.5408
| 1945.333 | 1140.5408
| 1945.2726 | 1140.5408
| 1945.1875 | 1140.5408
| 1945.0913 | 1140.5408
| 1944.9557 | 1140.5408
| 1944.8825 | 1140.5408
| 1944.7924 | 1140.5408
| 1944.6372 | 1140.5408
| 1944.5892 | 1140.5408
| 1944.5012 | 1140.5408
| 1944.3704 | 1140.5408
| 1944.2426 | 1140.5408
| 1944.1576 | 1140.5408
| 1944.0492 | 1140.5408
| 1943.9637 | 1140.5408
| 1943.8896 | 1140.5408
| 1943.786 | 1140.5408
| 1943.7119 | 1140.5408
| 1943.5488 | 1140.5408
| 1943.4448 | 1140.5408
| 1943.346 | 1140.5408
| 1943.2321 | 1140.5408
| 1943.1873 | 1140.5408
| 1943.0608 | 1140.5408
| 1942.9925 | 1140.5408
| 1942.8926 | 1140.5408
| 1942.7715 | 1140.5408
| 1942.688 | 1140.5408
| 1942.6186 | 1140.5408
| 1942.5085 | 1140.5408
| 1942.4445 | 1140.5408
| 1942.335 | 1140.5408
| 1942.2497 | 1140.5408
| 1942.1655 | 1140.5408
| 1942.0719 | 1140.5408
| 1941.9999 | 1140.5408
| 1941.8798 | 1140.5408
| 1941.8266 | 1140.5408
| 1941.7623 | 1140.5408
| 1941.6837 | 1140.5408
| 1941.5849 | 1140.5408
| 1941.4768 | 1140.5408
| 1941.3972 | 1140.5408
| 1941.3142 | 1140.5408
| 1941.2156 | 1140.5408
| 1941.1414 | 1140.5408
| 1941.0529 | 1140.5408
| 1940.9493 | 1140.5408
| 1940.8114 | 1140.5408
| 1940.7319 | 1140.5408
| 1940.5669 | 1140.5408
| 1940.4087 | 1140.5408
| 1940.205 | 1140.5408
| 1940.1299 | 1140.5408
| 1940.0827 | 1140.5408
| 1939.9596 | 1140.5408
| 1939.9016 | 1140.5408
| 1939.7954 | 1140.5408
| 1939.6715 | 1140.5408
| 1939.5608 | 1140.5408
| 1939.4435 | 1140.5408
| 1939.352 | 1140.5408
| 1939.2559 | 1140.5408
| 1939.181 | 1140.5408
| 1939.0832 | 1140.5408
| 1938.9955 | 1140.5408
| 1938.9253 | 1140.5408
| 1938.8534 | 1140.5408
| 1938.7946 | 1140.5408
| 1938.6574 | 1140.5408
| 1938.5321 | 1140.5408
| 1938.4362 | 1140.5408
| 1938.3604 | 1140.5408
| 1938.2703 | 1140.5408
| 1938.1801 | 1140.5408
| 1938.0657 | 1140.5408
| 1937.9507 | 1140.5408
| 1937.8295 | 1140.5408
| 1937.7437 | 1140.5408
| 1937.6413 | 1140.5408
| 1937.5524 | 1140.5408
| 1937.4607 | 1140.5408
| 1937.3571 | 1140.5408
| 1937.2584 | 1140.5408
| 1937.2053 | 1140.5408
| 1937.067 | 1140.5408
| 1936.9497 | 1140.5408
| 1936.8564 | 1140.5408
| 1936.6642 | 1140.5408
| 1936.5687 | 1140.5408
| 1936.5028 | 1140.5408
| 1936.3271 | 1140.5408
| 1936.1948 | 1140.5408
| 1936.0663 | 1140.5408
| 1935.9552 | 1140.5408
| 1935.8099 | 1140.5408
| 1935.7291 | 1140.5408
| 1935.6099 | 1140.5408
| 1935.4886 | 1140.5408
| 1935.3561 | 1140.5408
| 1935.2455 | 1140.5408
| 1935.1702 | 1140.5408
| 1935.0851 | 1140.5408
| 1934.9834 | 1140.5408
| 1934.8648 | 1140.5408
| 1934.7577 | 1140.5408
| 1934.6874 | 1140.5408
| 1934.5232 | 1140.5408
| 1934.4055 | 1140.5408
| 1934.3205 | 1140.5408
| 1934.1874 | 1140.5408
| 1934.0795 | 1140.5408
| 1933.9798 | 1140.5408
| 1933.8306 | 1140.5408
| 1933.7141 | 1140.5408
| 1933.5689 | 1140.5408
| 1933.4229 | 1140.5408
| 1933.288 | 1140.5408
| 1933.134 | 1140.5408
| 1933.008 | 1140.5408
| 1932.8667 | 1140.5408
| 1932.7142 | 1140.5408
| 1932.5685 | 1140.5408
| 1932.4891 | 1140.5408
| 1932.4078 | 1140.5408
| 1932.318 | 1140.5408
| 1932.2043 | 1140.5408
| 1932.099 | 1140.5408
| 1931.9941 | 1140.5408
| 1931.9203 | 1140.5408
| 1931.8418 | 1140.5408
| 1931.7005 | 1140.5408
| 1931.6048 | 1140.5408
| 1931.4494 | 1140.5408
| 1931.3091 | 1140.5408
| 1931.2604 | 1140.5408
| 1931.1805 | 1140.5408
| 1931.0468 | 1140.5408
| 1930.918 | 1140.5408
| 1930.7509 | 1140.5408
| 1930.6597 | 1140.5408
| 1930.5725 | 1140.5408
| 1930.5067 | 1140.5408
| 1930.3974 | 1140.5408
| 1930.2765 | 1140.5408
| 1930.1905 | 1140.5408
| 1930.0653 | 1140.5408
| 1929.9879 | 1140.5408
| 1929.9208 | 1140.5408
| 1929.7874 | 1140.5408
| 1929.6709 | 1140.5408
| 1929.5296 | 1140.5408
| 1929.4488 | 1140.5408
| 1929.3504 | 1140.5408
| 1929.2673 | 1140.5408
| 1929.1556 | 1140.5408
| 1929.1065 | 1140.5408
| 1928.9535 | 1140.5408
| 1928.8673 | 1140.5408
| 1928.7541 | 1140.5408
| 1928.6055 | 1140.5408
| 1928.4567 | 1140.5408
| 1928.3588 | 1140.5408
| 1928.1944 | 1140.5408
| 1928.0634 | 1140.5408
| 1927.8279 | 1140.5408
| 1927.715 | 1140.5408
| 1927.5822 | 1140.5408
| 1927.4978 | 1140.5408
| 1927.3973 | 1140.5408
| 1927.3181 | 1140.5408
| 1927.2447 | 1140.5408
| 1927.1017 | 1140.5408
| 1926.9972 | 1140.5408
| 1926.914 | 1140.5408
| 1926.7475 | 1140.5408
| 1926.6934 | 1140.5408
| 1926.5465 | 1140.5408
| 1926.4396 | 1140.5408
| 1926.3535 | 1140.5408
| 1926.2425 | 1140.5408
| 1926.1644 | 1140.5408
| 1926.0892 | 1140.5408
| 1925.9975 | 1140.5408
| 1925.87 | 1140.5408
| 1925.7326 | 1140.5408
| 1925.6365 | 1140.5408
| 1925.4958 | 1140.5408
| 1925.3968 | 1140.5408
| 1925.3073 | 1140.5408
| 1925.1891 | 1140.5408
| 1925.0469 | 1140.5408
| 1924.9463 | 1140.5408
| 1924.8316 | 1140.5408
| 1924.7172 | 1140.5408
| 1924.6063 | 1140.5408
| 1924.5377 | 1140.5408
| 1924.3908 | 1140.5408
| 1924.1633 | 1140.5408
| 1924.0381 | 1140.5408
| 1923.9395 | 1140.5408
| 1923.8403 | 1140.5408
| 1923.6921 | 1140.5408
| 1923.515 | 1140.5408
| 1923.4249 | 1140.5408
| 1923.3273 | 1140.5408
| 1923.2011 | 1140.5408
| 1923.0825 | 1140.5408
| 1922.9877 | 1140.5408
| 1922.8731 | 1140.5408
| 1922.7409 | 1140.5408
| 1922.6561 | 1140.5408
| 1922.5296 | 1140.5408
| 1922.4142 | 1140.5408
| 1922.3259 | 1140.5408
| 1922.1958 | 1140.5408
| 1922.0757 | 1140.5408
| 1921.9387 | 1140.5408
| 1921.8353 | 1140.5408
| 1921.7506 | 1140.5408
| 1921.5953 | 1140.5408
| 1921.4208 | 1140.5408
| 1921.3059 | 1140.5408
| 1921.2031 | 1140.5408
| 1921.153 | 1140.5408
| 1921.0838 | 1140.5408
| 1920.9596 | 1140.5408
| 1920.8829 | 1140.5408
| 1920.7483 | 1140.5408
| 1920.6175 | 1140.5408
| 1920.5023 | 1140.5408
| 1920.3537 | 1140.5408
| 1920.2429 | 1140.5408
| 1920.1232 | 1140.5408
| 1920.0649 | 1140.5408
| 1919.9167 | 1140.5408
| 1919.8084 | 1140.5408
| 1919.7003 | 1140.5408
| 1919.4457 | 1140.5408
| 1919.345 | 1140.5408
| 1919.2459 | 1140.5408
| 1919.0485 | 1140.5408
| 1919.0022 | 1140.5408
| 1918.9184 | 1140.5408
| 1918.8033 | 1140.5408
| 1918.6446 | 1140.5408
| 1918.4251 | 1140.5408
| 1918.3764 | 1140.5408
| 1918.2766 | 1140.5408
| 1918.0929 | 1140.5408
| 1917.9503 | 1140.5408
| 1917.7204 | 1140.5408
| 1917.5079 | 1140.5408
| 1917.3693 | 1140.5408
| 1917.2633 | 1140.5408
| 1917.0175 | 1140.5408
| 1916.8908 | 1140.5408
| 1916.7556 | 1140.5408
| 1916.67 | 1140.5408
| 1916.4774 | 1140.5408
| 1916.3306 | 1140.5408
| 1916.1992 | 1140.5408
| 1916.1048 | 1140.5408
| 1915.9997 | 1140.5408
| 1915.8114 | 1140.5408
| 1915.6934 | 1140.5408
| 1915.5538 | 1140.5408
| 1915.4157 | 1140.5408
| 1915.3005 | 1140.5408
| 1915.1679 | 1140.5408
| 1915.0292 | 1140.5408
| 1914.9162 | 1140.5408
| 1914.7161 | 1140.5408
| 1914.5265 | 1140.5408
| 1914.3946 | 1140.5408
| 1914.2521 | 1140.5408
| 1914.1119 | 1140.5408
| 1913.9724 | 1140.5408
| 1913.8036 | 1140.5408
| 1913.7133 | 1140.5408
| 1913.5814 | 1140.5408
| 1913.4597 | 1140.5408
| 1913.3353 | 1140.5408
| 1913.1278 | 1140.5408
| 1912.9931 | 1140.5408
| 1912.9393 | 1140.5408
| 1912.8278 | 1140.5408
| 1912.6635 | 1140.5408
| 1912.5347 | 1140.5408
| 1912.3463 | 1140.5408
| 1912.2236 | 1140.5408
| 1912.0703 | 1140.5408
| 1911.9675 | 1140.5408
| 1911.8528 | 1140.5408
| 1911.7232 | 1140.5408
| 1911.5759 | 1140.5408
| 1911.4528 | 1140.5408
| 1911.3256 | 1140.5408
| 1911.2045 | 1140.5408
| 1911.0231 | 1140.5408
| 1910.8875 | 1140.5408
| 1910.7589 | 1140.5408
| 1910.5858 | 1140.5408
| 1910.4737 | 1140.5408
| 1910.321 | 1140.5408
| 1910.1472 | 1140.5408
| 1910.0504 | 1140.5408
| 1909.8835 | 1140.5408
| 1909.7669 | 1140.5408
| 1909.6293 | 1140.5408
| 1909.5182 | 1140.5408
| 1909.3505 | 1140.5408
| 1909.1967 | 1140.5408
| 1909.0431 | 1140.5408
| 1908.9338 | 1140.5408
| 1908.7352 | 1140.5408
| 1908.6074 | 1140.5408
| 1908.4049 | 1140.5408
| 1908.2641 | 1140.5408
| 1908.1545 | 1140.5408
| 1908.0093 | 1140.5408
| 1907.8277 | 1140.5408
| 1907.726 | 1140.5408
| 1907.5559 | 1140.5408
| 1907.4198 | 1140.5408
| 1907.3689 | 1140.5408
| 1907.2619 | 1140.5408
| 1907.1011 | 1140.5408
| 1906.8729 | 1140.5408
| 1906.7713 | 1140.5408
| 1906.6051 | 1140.5408
| 1906.5405 | 1140.5408
| 1906.4481 | 1140.5408
| 1906.3464 | 1140.5408
| 1906.2012 | 1140.5408
| 1906.0788 | 1140.5408
| 1905.9823 | 1140.5408
| 1905.8126 | 1140.5408
| 1905.7187 | 1140.5408
| 1905.6284 | 1140.5408
| 1905.5211 | 1140.5408
| 1905.3231 | 1140.5408
| 1905.2266 | 1140.5408
| 1905.1504 | 1140.5408
| 1905.0175 | 1140.5408
| 1904.8497 | 1140.5408
| 1904.7146 | 1140.5408
| 1904.5808 | 1140.5408
| 1904.5233 | 1140.5408
| 1904.3008 | 1140.5408
| 1904.1591 | 1140.5408
| 1903.9806 | 1140.5408
| 1903.8519 | 1140.5408
| 1903.6977 | 1140.5408
| 1903.5904 | 1140.5408
| 1903.4401 | 1140.5408
| 1903.3059 | 1140.5408
| 1903.1644 | 1140.5408
| 1902.9558 | 1140.5408
| 1902.8657 | 1140.5408
| 1902.6831 | 1140.5408
| 1902.5412 | 1140.5408
| 1902.4218 | 1140.5408
| 1902.2496 | 1140.5408
| 1902.116 | 1140.5408
| 1901.9953 | 1140.5408
| 1901.8733 | 1140.5408
| 1901.7622 | 1140.5408
| 1901.6259 | 1140.5408
| 1901.5195 | 1140.5408
| 1901.3817 | 1140.5408
| 1901.2683 | 1140.5408
| 1901.1644 | 1140.5408
| 1901.0168 | 1140.5408
| 1900.8846 | 1140.5408
| 1900.7511 | 1140.5408
| 1900.6877 | 1140.5408
| 1900.5015 | 1140.5408
| 1900.3665 | 1140.5408
| 1900.2469 | 1140.5408
| 1899.9897 | 1140.5408
| 1899.7845 | 1140.5408
| 1899.5946 | 1140.5408
| 1899.3765 | 1140.5408
| 1899.2495 | 1140.5408
| 1899.1141 | 1140.5408
| 1898.9723 | 1140.5408
| 1898.8431 | 1140.5408
| 1898.7646 | 1140.5408
| 1898.6627 | 1140.5408
| 1898.5805 | 1140.5408
| 1898.4013 | 1140.5408
| 1898.2011 | 1140.5408
| 1898.0271 | 1140.5408
| 1897.8965 | 1140.5408
| 1897.7193 | 1140.5408
| 1897.5483 | 1140.5408
| 1897.3806 | 1140.5408
| 1897.2461 | 1140.5408
| 1897.1028 | 1140.5408
| 1896.8993 | 1140.5408
| 1896.7914 | 1140.5408
| 1896.6215 | 1140.5408
| 1896.5337 | 1140.5408
| 1896.414 | 1140.5408
| 1896.2684 | 1140.5408
| 1896.2012 | 1140.5408
| 1896.0733 | 1140.5408
| 1895.9501 | 1140.5408
| 1895.7383 | 1140.5408
| 1895.4912 | 1140.5408
| 1895.2565 | 1140.5408
| 1895.0084 | 1140.5408
| 1894.8759 | 1140.5408
| 1894.7982 | 1140.5408
| 1894.6417 | 1140.5408
| 1894.5885 | 1140.5408
| 1894.4152 | 1140.5408
| 1894.2483 | 1140.5408
| 1894.0706 | 1140.5408
| 1893.9472 | 1140.5408
| 1893.9075 | 1140.5408
| 1893.7211 | 1140.5408
| 1893.5816 | 1140.5408
| 1893.474 | 1140.5408
| 1893.3042 | 1140.5408
| 1893.21 | 1140.5408
| 1893.0358 | 1140.5408
| 1892.8783 | 1140.5408
| 1892.7057 | 1140.5408
| 1892.5376 | 1140.5408
| 1892.3788 | 1140.5408
| 1892.2558 | 1140.5408
| 1892.1358 | 1140.5408
| 1891.8883 | 1140.5408
| 1891.7125 | 1140.5408
| 1891.4527 | 1140.5408
| 1891.3014 | 1140.5408
| 1891.1438 | 1140.5408
| 1890.998 | 1140.5408
| 1890.8781 | 1140.5408
| 1890.7425 | 1140.5408
| 1890.6131 | 1140.5408
| 1890.4463 | 1140.5408
| 1890.3254 | 1140.5408
| 1890.1592 | 1140.5408
| 1890.0463 | 1140.5408
| 1889.8634 | 1140.5408
| 1889.6351 | 1140.5408
| 1889.5262 | 1140.5408
| 1889.4003 | 1140.5408
| 1889.2779 | 1140.5408
| 1889.1006 | 1140.5408
| 1888.9949 | 1140.5408
| 1888.885 | 1140.5408
| 1888.7383 | 1140.5408
| 1888.6168 | 1140.5408
| 1888.4077 | 1140.5408
| 1888.2079 | 1140.5408
| 1888.0852 | 1140.5408
| 1887.9139 | 1140.5408
| 1887.7736 | 1140.5408
| 1887.5307 | 1140.5408
| 1887.37 | 1140.5408
| 1887.2204 | 1140.5408
| 1887.0707 | 1140.5408
| 1886.9253 | 1140.5408
| 1886.7755 | 1140.5408
| 1886.3861 | 1140.5408
| 1886.2017 | 1140.5408
| 1886.0569 | 1140.5408
| 1885.9117 | 1140.5408
| 1885.7904 | 1140.5408
| 1885.5178 | 1140.5408
| 1885.371 | 1140.5408
| 1885.1759 | 1140.5408
| 1885.019 | 1140.5408
| 1884.8717 | 1140.5408
| 1884.7573 | 1140.5408
| 1884.5547 | 1140.5408
| 1884.3906 | 1140.5408
| 1884.3041 | 1140.5408
| 1884.1877 | 1140.5408
| 1883.9819 | 1140.5408
| 1883.8196 | 1140.5408
| 1883.7443 | 1140.5408
| 1883.5406 | 1140.5408
| 1883.3428 | 1140.5408
| 1883.1923 | 1140.5408
| 1883.0698 | 1140.5408
| 1882.9517 | 1140.5408
| 1882.6825 | 1140.5408
| 1882.5193 | 1140.5408
| 1882.4204 | 1140.5408
| 1882.2867 | 1140.5408
| 1882.0508 | 1140.5408
| 1881.9529 | 1140.5408
| 1881.7378 | 1140.5408
| 1881.3762 | 1140.5408
| 1881.2703 | 1140.5408
| 1881.0935 | 1140.5408
| 1880.918 | 1140.5408
| 1880.6322 | 1140.5408
| 1880.4695 | 1140.5408
| 1880.2892 | 1140.5408
| 1880.0835 | 1140.5408
| 1879.9911 | 1140.5408
| 1879.8348 | 1140.5408
| 1879.7051 | 1140.5408
| 1879.5498 | 1140.5408
| 1879.3404 | 1140.5408
| 1879.208 | 1140.5408
| 1879.0298 | 1140.5408
| 1878.8461 | 1140.5408
| 1878.6926 | 1140.5408
| 1878.5666 | 1140.5408
| 1878.3883 | 1140.5408
| 1878.2709 | 1140.5408
| 1878.0928 | 1140.5408
| 1877.8918 | 1140.5408
| 1877.7147 | 1140.5408
| 1877.4965 | 1140.5408
| 1877.2839 | 1140.5408
| 1877.0967 | 1140.5408
| 1876.8437 | 1140.5408
| 1876.7416 | 1140.5408
| 1876.6211 | 1140.5408
| 1876.4755 | 1140.5408
| 1876.2795 | 1140.5408
| 1876.1062 | 1140.5408
| 1875.827 | 1140.5408
| 1875.6389 | 1140.5408
| 1875.5496 | 1140.5408
| 1875.416 | 1140.5408
| 1875.287 | 1140.5408
| 1875.0915 | 1140.5408
| 1874.9511 | 1140.5408
| 1874.7405 | 1140.5408
| 1874.5685 | 1140.5408
| 1874.4571 | 1140.5408
| 1874.178 | 1140.5408
| 1874.0127 | 1140.5408
| 1873.831 | 1140.5408
| 1873.6738 | 1140.5408
| 1873.5081 | 1140.5408
| 1873.3269 | 1140.5408
| 1873.1873 | 1140.5408
| 1873.076 | 1140.5408
| 1872.8291 | 1140.5408
| 1872.6886 | 1140.5408
| 1872.5437 | 1140.5408
| 1872.3494 | 1140.5408
| 1872.1959 | 1140.5408
| 1872.0033 | 1140.5408
| 1871.8445 | 1140.5408
| 1871.7343 | 1140.5408
| 1871.6258 | 1140.5408
| 1871.414 | 1140.5408
| 1871.2698 | 1140.5408
| 1870.9632 | 1140.5408
| 1870.7844 | 1140.5408
| 1870.619 | 1140.5408
| 1870.5009 | 1140.5408
| 1870.3504 | 1140.5408
| 1870.2079 | 1140.5408
| 1870.1008 | 1140.5408
| 1869.9127 | 1140.5408
| 1869.7037 | 1140.5408
| 1869.5771 | 1140.5408
| 1869.3958 | 1140.5408
| 1869.2232 | 1140.5408
| 1868.98 | 1140.5408
| 1868.9016 | 1140.5408
| 1868.7168 | 1140.5408
| 1868.5484 | 1140.5408
| 1868.3957 | 1140.5408
| 1868.2194 | 1140.5408
| 1868.0151 | 1140.5408
| 1867.7281 | 1140.5408
| 1867.5419 | 1140.5408
| 1867.3761 | 1140.5408
| 1867.1919 | 1140.5408
| 1866.9853 | 1140.5408
| 1866.7576 | 1140.5408
| 1866.6362 | 1140.5408
| 1866.4065 | 1140.5408
| 1866.2695 | 1140.5408
| 1866.1001 | 1140.5408
| 1865.8774 | 1140.5408
| 1865.7219 | 1140.5408
| 1865.5967 | 1140.5408
| 1865.3307 | 1140.5408
| 1865.0792 | 1140.5408
| 1864.9287 | 1140.5408
| 1864.8443 | 1140.5408
| 1864.7318 | 1140.5408
| 1864.5828 | 1140.5408
| 1864.2709 | 1140.5408
| 1864.0687 | 1140.5408
| 1863.7557 | 1140.5408
| 1863.6157 | 1140.5408
| 1863.4267 | 1140.5408
| 1863.307 | 1140.5408
| 1863.0963 | 1140.5408
| 1862.8516 | 1140.5408
| 1862.7177 | 1140.5408
| 1862.6102 | 1140.5408
| 1862.3617 | 1140.5408
| 1862.1711 | 1140.5408
| 1861.9128 | 1140.5408
| 1861.7634 | 1140.5408
| 1861.5973 | 1140.5408
| 1861.3513 | 1140.5408
| 1861.1966 | 1140.5408
| 1861.0366 | 1140.5408
| 1860.7987 | 1140.5408
| 1860.6316 | 1140.5408
| 1860.4554 | 1140.5408
| 1860.2707 | 1140.5408
| 1860.0568 | 1140.5408
| 1859.8122 | 1140.5408
| 1859.6057 | 1140.5408
| 1859.4777 | 1140.5408
| 1859.3958 | 1140.5408
| 1859.1542 | 1140.5408
| 1859.004 | 1140.5408
| 1858.8555 | 1140.5408
| 1858.6382 | 1140.5408
| 1858.5734 | 1140.5408
| 1858.3525 | 1140.5408
| 1858.1565 | 1140.5408
| 1857.937 | 1140.5408
| 1857.7624 | 1140.5408
| 1857.505 | 1140.5408
| 1857.241 | 1140.5408
| 1856.8929 | 1140.5408
| 1856.7546 | 1140.5408
| 1856.5963 | 1140.5408
| 1856.2416 | 1140.5408
| 1856.1199 | 1140.5408
| 1855.7769 | 1140.5408
| 1855.621 | 1140.5408
| 1855.4256 | 1140.5408
| 1855.3069 | 1140.5408
| 1855.1686 | 1140.5408
| 1854.972 | 1140.5408
| 1854.7992 | 1140.5408
| 1854.6053 | 1140.5408
| 1854.4427 | 1140.5408
| 1854.2837 | 1140.5408
| 1854.1664 | 1140.5408
| 1854.0214 | 1140.5408
| 1853.8876 | 1140.5408
| 1853.6573 | 1140.5408
| 1853.4876 | 1140.5408
| 1853.2707 | 1140.5408
| 1853.0739 | 1140.5408
| 1852.8892 | 1140.5408
| 1852.7511 | 1140.5408
| 1852.56 | 1140.5408
| 1852.2661 | 1140.5408
| 1852.1816 | 1140.5408
| 1851.982 | 1140.5408
| 1851.869 | 1140.5408
| 1851.6763 | 1140.5408
| 1851.5446 | 1140.5408
| 1851.3697 | 1140.5408
| 1851.1041 | 1140.5408
| 1851.0103 | 1140.5408
| 1850.7296 | 1140.5408
| 1850.5173 | 1140.5408
| 1850.3115 | 1140.5408
| 1850.0875 | 1140.5408
| 1849.8676 | 1140.5408
| 1849.7073 | 1140.5408
| 1849.4992 | 1140.5408
| 1849.343 | 1140.5408
| 1849.1586 | 1140.5408
| 1849.1091 | 1140.5408
| 1849.0347 | 1140.5408
| 1848.9293 | 1140.5408
| 1848.6282 | 1140.5408
| 1848.4967 | 1140.5408
| 1848.1467 | 1140.5408
| 1848.0287 | 1140.5408
| 1847.942 | 1140.5408
| 1847.8441 | 1140.5408
| 1847.6545 | 1140.5408
| 1847.4405 | 1140.5408
| 1847.2117 | 1140.5408
| 1847.0125 | 1140.5408
| 1846.8309 | 1140.5408
| 1846.5879 | 1140.5408
| 1846.44 | 1140.5408
| 1846.1871 | 1140.5408
| 1845.9879 | 1140.5408
| 1845.8205 | 1140.5408
| 1845.6538 | 1140.5408
| 1845.4196 | 1140.5408
| 1845.2879 | 1140.5408
| 1844.9182 | 1140.5408
| 1844.7286 | 1140.5408
| 1844.5637 | 1140.5408
| 1844.3657 | 1140.5408
| 1844.1214 | 1140.5408
| 1843.9203 | 1140.5408
| 1843.7384 | 1140.5408
| 1843.4871 | 1140.5408
| 1843.2422 | 1140.5408
| 1843.0599 | 1140.5408
| 1842.8928 | 1140.5408
| 1842.7096 | 1140.5408
| 1842.5867 | 1140.5408
| 1842.3021 | 1140.5408
| 1842.2119 | 1140.5408
| 1842.0705 | 1140.5408
| 1841.7567 | 1140.5408
| 1841.6518 | 1140.5408
| 1841.5085 | 1140.5408
| 1841.3333 | 1140.5408
| 1841.1814 | 1140.5408
| 1840.954 | 1140.5408
| 1840.6797 | 1140.5408
| 1840.3661 | 1140.5408
| 1840.1922 | 1140.5408
| 1839.9977 | 1140.5408
| 1839.7438 | 1140.5408
| 1839.5619 | 1140.5408
| 1839.2897 | 1140.5408
| 1839.1427 | 1140.5408
| 1838.8905 | 1140.5408
| 1838.7561 | 1140.5408
| 1838.6091 | 1140.5408
| 1838.3975 | 1140.5408
| 1838.102 | 1140.5408
| 1837.8759 | 1140.5408
| 1837.6584 | 1140.5408
| 1837.3895 | 1140.5408
| 1837.2542 | 1140.5408
| 1837.0769 | 1140.5408
| 1836.8351 | 1140.5408
| 1836.6046 | 1140.5408
| 1836.3224 | 1140.5408
| 1836.1485 | 1140.5408
| 1836.006 | 1140.5408
| 1835.8751 | 1140.5408
| 1835.6381 | 1140.5408
| 1835.4816 | 1140.5408
| 1835.185 | 1140.5408
| 1834.9303 | 1140.5408
| 1834.8278 | 1140.5408
| 1834.6707 | 1140.5408
| 1834.4856 | 1140.5408
| 1834.3389 | 1140.5408
| 1834.193 | 1140.5408
| 1834.1049 | 1140.5408
| 1833.9599 | 1140.5408
| 1833.7058 | 1140.5408
| 1833.4898 | 1140.5408
| 1833.3637 | 1140.5408
| 1833.1695 | 1140.5408
| 1832.8771 | 1140.5408
| 1832.634 | 1140.5408
| 1832.4811 | 1140.5408
| 1832.2721 | 1140.5408
| 1832.0736 | 1140.5408
| 1831.7898 | 1140.5408
| 1831.5603 | 1140.5408
| 1831.3241 | 1140.5408
| 1831.1381 | 1140.5408
| 1830.863 | 1140.5408
| 1830.7333 | 1140.5408
| 1830.6176 | 1140.5408
| 1830.5088 | 1140.5408
| 1830.3307 | 1140.5408
| 1830.165 | 1140.5408
| 1830.0368 | 1140.5408
| 1829.9343 | 1140.5408
| 1829.7023 | 1140.5408
| 1829.4664 | 1140.5408
| 1829.2963 | 1140.5408
| 1829.0303 | 1140.5408
| 1828.8013 | 1140.5408
| 1828.5323 | 1140.5408
| 1828.2288 | 1140.5408
| 1828.0406 | 1140.5408
| 1827.8196 | 1140.5408
| 1827.6101 | 1140.5408
| 1827.3008 | 1140.5408
| 1827.1707 | 1140.5408
| 1827.0454 | 1140.5408
| 1826.8003 | 1140.5408
| 1826.5033 | 1140.5408
| 1826.3094 | 1140.5408
| 1826.1578 | 1140.5408
| 1826.0033 | 1140.5408
| 1825.7661 | 1140.5408
| 1825.5257 | 1140.5408
| 1825.3039 | 1140.5408
| 1825.1348 | 1140.5408
| 1824.9298 | 1140.5408
| 1824.6847 | 1140.5408
| 1824.4398 | 1140.5408
| 1824.2936 | 1140.5408
| 1824.0731 | 1140.5408
| 1823.9027 | 1140.5408
| 1823.7097 | 1140.5408
| 1823.4779 | 1140.5408
| 1823.2157 | 1140.5408
| 1822.8749 | 1140.5408
| 1822.6841 | 1140.5408
| 1822.5602 | 1140.5408
| 1822.3439 | 1140.5408
| 1822.127 | 1140.5408
| 1821.9706 | 1140.5408
| 1821.6971 | 1140.5408
| 1821.458 | 1140.5408
| 1821.3302 | 1140.5408
| 1821.1113 | 1140.5408
| 1820.9329 | 1140.5408
| 1820.6742 | 1140.5408
| 1820.4072 | 1140.5408
| 1820.1146 | 1140.5408
| 1819.9597 | 1140.5408
| 1819.7528 | 1140.5408
| 1819.5829 | 1140.5408
| 1819.3611 | 1140.5408
| 1819.1322 | 1140.5408
| 1818.8683 | 1140.5408
| 1818.6883 | 1140.5408
| 1818.429 | 1140.5408
| 1818.2614 | 1140.5408
| 1817.9716 | 1140.5408
| 1817.8103 | 1140.5408
| 1817.6415 | 1140.5408
| 1817.3823 | 1140.5408
| 1817.1682 | 1140.5408
| 1816.9963 | 1140.5408
| 1816.8471 | 1140.5408
| 1816.5393 | 1140.5408
| 1816.122 | 1140.5408
| 1815.9649 | 1140.5408
| 1815.6796 | 1140.5408
| 1815.4 | 1140.5408
| 1815.1693 | 1140.5408
| 1814.9353 | 1140.5408
| 1814.661 | 1140.5408
| 1814.4811 | 1140.5408
| 1814.2409 | 1140.5408
| 1814.0107 | 1140.5408
| 1813.627 | 1140.5408
| 1813.4493 | 1140.5408
| 1813.1789 | 1140.5408
| 1813.025 | 1140.5408
| 1812.8701 | 1140.5408
| 1812.6383 | 1140.5408
| 1812.3547 | 1140.5408
| 1812.2361 | 1140.5408
| 1812.0567 | 1140.5408
| 1811.8391 | 1140.5408
| 1811.6518 | 1140.5408
| 1811.4466 | 1140.5408
| 1811.2402 | 1140.5408
| 1811.0153 | 1140.5408
| 1810.7829 | 1140.5408
| 1810.5822 | 1140.5408
| 1810.3435 | 1140.5408
| 1810.0803 | 1140.5408
| 1809.9042 | 1140.5408
| 1809.6861 | 1140.5408
| 1809.4509 | 1140.5408
| 1809.3053 | 1140.5408
| 1809.0836 | 1140.5408
| 1808.858 | 1140.5408
| 1808.5483 | 1140.5408
| 1808.3469 | 1140.5408
| 1808.0768 | 1140.5408
| 1807.9345 | 1140.5408
| 1807.7324 | 1140.5408
| 1807.5551 | 1140.5408
| 1807.2827 | 1140.5408
| 1806.8988 | 1140.5408
| 1806.7112 | 1140.5408
| 1806.4474 | 1140.5408
| 1806.187 | 1140.5408
| 1806.0038 | 1140.5408
| 1805.7864 | 1140.5408
| 1805.6164 | 1140.5408
| 1805.3551 | 1140.5408
| 1805.0679 | 1140.5408
| 1804.8848 | 1140.5408
| 1804.6399 | 1140.5408
| 1804.4537 | 1140.5408
| 1804.3218 | 1140.5408
| 1804.1784 | 1140.5408
| 1803.8247 | 1140.5408
| 1803.6479 | 1140.5408
| 1803.3139 | 1140.5408
| 1803.0921 | 1140.5408
| 1802.86 | 1140.5408
| 1802.6311 | 1140.5408
| 1802.4434 | 1140.5408
| 1802.1604 | 1140.5408
| 1801.9374 | 1140.5408
| 1801.8303 | 1140.5408
| 1801.677 | 1140.5408
| 1801.4815 | 1140.5408
| 1801.1437 | 1140.5408
| 1800.8983 | 1140.5408
| 1800.6496 | 1140.5408
| 1800.5026 | 1140.5408
| 1800.3283 | 1140.5408
| 1800.0264 | 1140.5408
| 1799.8432 | 1140.5408
| 1799.7127 | 1140.5408
| 1799.4594 | 1140.5408
| 1799.2635 | 1140.5408
| 1799.1082 | 1140.5408
| 1798.8875 | 1140.5408
| 1798.5803 | 1140.5408
| 1798.3859 | 1140.5408
| 1798.1552 | 1140.5408
| 1797.8146 | 1140.5408
| 1797.5793 | 1140.5408
| 1797.2783 | 1140.5408
| 1796.9874 | 1140.5408
| 1796.7737 | 1140.5408
| 1796.4813 | 1140.5408
| 1796.2942 | 1140.5408
| 1796.0847 | 1140.5408
| 1795.8381 | 1140.5408
| 1795.5397 | 1140.5408
| 1795.3454 | 1140.5408
| 1795.0419 | 1140.5408
| 1794.7435 | 1140.5408
| 1794.6215 | 1140.5408
| 1794.3817 | 1140.5408
| 1794.0999 | 1140.5408
| 1793.9582 | 1140.5408
| 1793.6995 | 1140.5408
| 1793.4791 | 1140.5408
| 1793.2194 | 1140.5408
| 1792.9749 | 1140.5408
| 1792.7146 | 1140.5408
| 1792.4199 | 1140.5408
| 1792.2046 | 1140.5408
| 1792.049 | 1140.5408
| 1791.7404 | 1140.5408
| 1791.5255 | 1140.5408
| 1791.102 | 1140.5408
| 1790.9199 | 1140.5408
| 1790.6242 | 1140.5408
| 1790.3757 | 1140.5408
| 1790.202 | 1140.5408
| 1789.868 | 1140.5408
| 1789.5844 | 1140.5408
| 1789.2767 | 1140.5408
| 1788.9437 | 1140.5408
| 1788.6745 | 1140.5408
| 1788.4437 | 1140.5408
| 1788.2884 | 1140.5408
| 1788.1428 | 1140.5408
| 1787.8459 | 1140.5408
| 1787.527 | 1140.5408
| 1787.2408 | 1140.5408
| 1786.9644 | 1140.5408
| 1786.7367 | 1140.5408
| 1786.6133 | 1140.5408
| 1786.3343 | 1140.5408
| 1786.0687 | 1140.5408
| 1785.9294 | 1140.5408
| 1785.5542 | 1140.5408
| 1785.3154 | 1140.5408
| 1785.1142 | 1140.5408
| 1784.7804 | 1140.5408
| 1784.5769 | 1140.5408
| 1784.2787 | 1140.5408
| 1784.0146 | 1140.5408
| 1783.6602 | 1140.5408
| 1783.4612 | 1140.5408
| 1783.1041 | 1140.5408
| 1782.9017 | 1140.5408
| 1782.7056 | 1140.5408
| 1782.5245 | 1140.5408
| 1782.3038 | 1140.5408
| 1782.0129 | 1140.5408
| 1781.7109 | 1140.5408
| 1781.4999 | 1140.5408
| 1781.359 | 1140.5408
| 1781.1436 | 1140.5408
| 1780.7481 | 1140.5408
| 1780.3213 | 1140.5408
| 1780.0632 | 1140.5408
| 1779.7506 | 1140.5408
| 1779.5631 | 1140.5408
| 1779.3382 | 1140.5408
| 1779.0288 | 1140.5408
| 1778.8258 | 1140.5408
| 1778.681 | 1140.5408
| 1778.357 | 1140.5408
| 1778.0393 | 1140.5408
| 1777.8919 | 1140.5408
| 1777.6602 | 1140.5408
| 1777.4261 | 1140.5408
| 1777.0355 | 1140.5408
| 1776.7502 | 1140.5408
| 1776.5112 | 1140.5408
| 1776.3418 | 1140.5408
| 1776.0176 | 1140.5408
| 1775.7627 | 1140.5408
| 1775.4772 | 1140.5408
| 1775.2947 | 1140.5408
| 1775.0566 | 1140.5408
| 1774.8822 | 1140.5408
| 1774.7154 | 1140.5408
| 1774.452 | 1140.5408
| 1774.144 | 1140.5408
| 1773.9644 | 1140.5408
| 1773.6344 | 1140.5408
| 1773.3627 | 1140.5408
| 1773.1419 | 1140.5408
| 1772.9912 | 1140.5408
| 1772.6576 | 1140.5408
| 1772.4482 | 1140.5408
| 1772.2203 | 1140.5408
| 1771.9654 | 1140.5408
| 1771.7559 | 1140.5408
| 1771.5577 | 1140.5408
| 1771.3911 | 1140.5408
| 1771.2514 | 1140.5408
| 1770.927 | 1140.5408
| 1770.7696 | 1140.5408
| 1770.5741 | 1140.5408
| 1770.3748 | 1140.5408
| 1770.0423 | 1140.5408
| 1769.7977 | 1140.5408
| 1769.5767 | 1140.5408
| 1769.3331 | 1140.5408
| 1769.1455 | 1140.5408
| 1768.9273 | 1140.5408
| 1768.5287 | 1140.5408
| 1768.3252 | 1140.5408
| 1768.1158 | 1140.5408
| 1767.9181 | 1140.5408
| 1767.7322 | 1140.5408
| 1767.5961 | 1140.5408
| 1767.3709 | 1140.5408
| 1767.2176 | 1140.5408
| 1767.116 | 1140.5408
| 1766.9436 | 1140.5408
| 1766.8133 | 1140.5408
| 1766.5921 | 1140.5408
| 1766.3446 | 1140.5408
| 1766.1454 | 1140.5408
| 1765.9568 | 1140.5408
| 1765.7262 | 1140.5408
| 1765.4319 | 1140.5408
| 1765.2564 | 1140.5408
| 1765.0626 | 1140.5408
| 1764.8624 | 1140.5408
| 1764.548 | 1140.5408
| 1764.3426 | 1140.5408
| 1764.138 | 1140.5408
| 1763.9418 | 1140.5408
| 1763.5436 | 1140.5408
| 1763.386 | 1140.5408
| 1763.1896 | 1140.5408
| 1763.013 | 1140.5408
| 1762.7167 | 1140.5408
| 1762.4786 | 1140.5408
| 1762.1682 | 1140.5408
| 1761.9335 | 1140.5408
| 1761.453 | 1140.5408
| 1761.2601 | 1140.5408
| 1760.9589 | 1140.5408
| 1760.6817 | 1140.5408
| 1760.4996 | 1140.5408
| 1760.352 | 1140.5408
| 1760.1218 | 1140.5408
| 1759.8775 | 1140.5408
| 1759.6993 | 1140.5408
| 1759.4849 | 1140.5408
| 1759.2745 | 1140.5408
| 1758.8737 | 1140.5408
| 1758.6909 | 1140.5408
| 1758.4313 | 1140.5408
| 1758.2042 | 1140.5408
| 1757.9919 | 1140.5408
| 1757.7219 | 1140.5408
| 1757.5355 | 1140.5408
| 1757.2555 | 1140.5408
| 1756.9102 | 1140.5408
| 1756.6006 | 1140.5408
| 1756.3688 | 1140.5408
| 1756.116 | 1140.5408
| 1755.9646 | 1140.5408
| 1755.7696 | 1140.5408
| 1755.5176 | 1140.5408
| 1755.2438 | 1140.5408
| 1755.0717 | 1140.5408
| 1754.7521 | 1140.5408
| 1754.3577 | 1140.5408
| 1754.1676 | 1140.5408
| 1753.858 | 1140.5408
| 1753.5528 | 1140.5408
| 1753.229 | 1140.5408
| 1752.887 | 1140.5408
| 1752.5953 | 1140.5408
| 1752.2928 | 1140.5408
| 1752.0665 | 1140.5408
| 1751.7769 | 1140.5408
| 1751.4753 | 1140.5408
| 1751.209 | 1140.5408
| 1750.9241 | 1140.5408
| 1750.6923 | 1140.5408
| 1750.4569 | 1140.5408
| 1750.2389 | 1140.5408
| 1749.9318 | 1140.5408
| 1749.6971 | 1140.5408
| 1749.4877 | 1140.5408
| 1749.3223 | 1140.5408
| 1749.0629 | 1140.5408
| 1748.7867 | 1140.5408
| 1748.6158 | 1140.5408
| 1748.2601 | 1140.5408
| 1748.0147 | 1140.5408
| 1747.7821 | 1140.5408
| 1747.4147 | 1140.5408
| 1747.1824 | 1140.5408
| 1746.8823 | 1140.5408
| 1746.6106 | 1140.5408
| 1746.329 | 1140.5408
| 1746.0346 | 1140.5408
| 1745.9188 | 1140.5408
| 1745.7118 | 1140.5408
| 1745.4833 | 1140.5408
| 1745.2029 | 1140.5408
| 1744.9562 | 1140.5408
| 1744.7062 | 1140.5408
| 1744.515 | 1140.5408
| 1744.2332 | 1140.5408
| 1744.0271 | 1140.5408
| 1743.8298 | 1140.5408
| 1743.5543 | 1140.5408
| 1743.2902 | 1140.5408
| 1743.0549 | 1140.5408
| 1742.7332 | 1140.5408
| 1742.5397 | 1140.5408
| 1742.3831 | 1140.5408
| 1742.2262 | 1140.5408
| 1741.9432 | 1140.5408
| 1741.7159 | 1140.5408
| 1741.5346 | 1140.5408
| 1741.2744 | 1140.5408
| 1741.0415 | 1140.5408
| 1740.9054 | 1140.5408
| 1740.6931 | 1140.5408
| 1740.4331 | 1140.5408
| 1740.2143 | 1140.5408
| 1739.8695 | 1140.5408
| 1739.7717 | 1140.5408
| 1739.4964 | 1140.5408
| 1739.273 | 1140.5408
| 1738.8784 | 1140.5408
| 1738.7189 | 1140.5408
| 1738.5611 | 1140.5408
| 1738.3099 | 1140.5408
| 1738.0867 | 1140.5408
| 1737.9361 | 1140.5408
| 1737.7115 | 1140.5408
| 1737.4751 | 1140.5408
| 1737.3128 | 1140.5408
| 1737.0132 | 1140.5408
| 1736.6721 | 1140.5408
| 1736.2325 | 1140.5408
| 1735.9304 | 1140.5408
| 1735.776 | 1140.5408
| 1735.6106 | 1140.5408
| 1735.3129 | 1140.5408
| 1735.1212 | 1140.5408
| 1734.931 | 1140.5408
| 1734.5694 | 1140.5408
| 1734.3398 | 1140.5408
| 1734.1078 | 1140.5408
| 1733.8521 | 1140.5408
| 1733.5277 | 1140.5408
| 1733.3582 | 1140.5408
| 1733.1355 | 1140.5408
| 1732.9143 | 1140.5408
| 1732.5512 | 1140.5408
| 1732.3922 | 1140.5408
| 1732.1715 | 1140.5408
| 1731.89 | 1140.5408
| 1731.6958 | 1140.5408
| 1731.3945 | 1140.5408
| 1731.2347 | 1140.5408
| 1730.9695 | 1140.5408
| 1730.6549 | 1140.5408
| 1730.3985 | 1140.5408
| 1730.2062 | 1140.5408
| 1729.9159 | 1140.5408
| 1729.7457 | 1140.5408
| 1729.4778 | 1140.5408
| 1729.1407 | 1140.5408
| 1728.9227 | 1140.5408
| 1728.6593 | 1140.5408
| 1728.412 | 1140.5408
| 1728.0926 | 1140.5408
| 1727.808 | 1140.5408
| 1727.5437 | 1140.5408
| 1727.3801 | 1140.5408
| 1727.2115 | 1140.5408
| 1727.0546 | 1140.5408
| 1726.7304 | 1140.5408
| 1726.5244 | 1140.5408
| 1726.376 | 1140.5408
| 1726.2004 | 1140.5408
| 1725.931 | 1140.5408
| 1725.6383 | 1140.5408
| 1725.3809 | 1140.5408
| 1725.0308 | 1140.5408
| 1724.8138 | 1140.5408
| 1724.5088 | 1140.5408
| 1724.3444 | 1140.5408
| 1724.0983 | 1140.5408
| 1723.8898 | 1140.5408
| 1723.6086 | 1140.5408
| 1723.3984 | 1140.5408
| 1723.0894 | 1140.5408
| 1722.8253 | 1140.5408
| 1722.6164 | 1140.5408
| 1722.3576 | 1140.5408
| 1722.0069 | 1140.5408
| 1721.6919 | 1140.5408
| 1721.428 | 1140.5408
| 1721.261 | 1140.5408
| 1721.0307 | 1140.5408
| 1720.7797 | 1140.5408
| 1720.6893 | 1140.5408
| 1720.4698 | 1140.5408
| 1720.2877 | 1140.5408
| 1720.028 | 1140.5408
| 1719.8845 | 1140.5408
| 1719.7731 | 1140.5408
| 1719.4907 | 1140.5408
| 1719.3441 | 1140.5408
| 1719.0917 | 1140.5408
| 1718.8488 | 1140.5408
| 1718.4724 | 1140.5408
| 1718.2741 | 1140.5408
| 1718.1313 | 1140.5408
| 1717.8803 | 1140.5408
| 1717.6573 | 1140.5408
| 1717.4041 | 1140.5408
| 1717.1764 | 1140.5408
| 1716.9638 | 1140.5408
| 1716.7108 | 1140.5408
| 1716.4526 | 1140.5408
| 1716.2787 | 1140.5408
| 1715.8438 | 1140.5408
| 1715.4926 | 1140.5408
| 1715.265 | 1140.5408
| 1715.0678 | 1140.5408
| 1714.8415 | 1140.5408
| 1714.4753 | 1140.5408
| 1714.2426 | 1140.5408
| 1713.9754 | 1140.5408
| 1713.749 | 1140.5408
| 1713.5994 | 1140.5408
| 1713.2363 | 1140.5408
| 1712.913 | 1140.5408
| 1712.5864 | 1140.5408
| 1712.359 | 1140.5408
| 1712.1907 | 1140.5408
| 1711.8591 | 1140.5408
| 1711.4655 | 1140.5408
| 1711.317 | 1140.5408
| 1711.1435 | 1140.5408
| 1710.9584 | 1140.5408
| 1710.8247 | 1140.5408
| 1710.5521 | 1140.5408
| 1710.4185 | 1140.5408
| 1710.149 | 1140.5408
| 1709.8683 | 1140.5408
| 1709.5623 | 1140.5408
| 1709.2162 | 1140.5408
| 1708.9386 | 1140.5408
| 1708.8014 | 1140.5408
| 1708.6244 | 1140.5408
| 1708.4499 | 1140.5408
| 1708.1255 | 1140.5408
| 1707.9084 | 1140.5408
| 1707.631 | 1140.5408
| 1707.3201 | 1140.5408
| 1707.1902 | 1140.5408
| 1706.9538 | 1140.5408
| 1706.5412 | 1140.5408
| 1706.1414 | 1140.5408
| 1705.9697 | 1140.5408
| 1705.7457 | 1140.5408
| 1705.6124 | 1140.5408
| 1705.3932 | 1140.5408
| 1705.1307 | 1140.5408
| 1704.9 | 1140.5408
| 1704.5333 | 1140.5408
| 1704.3985 | 1140.5408
| 1703.9175 | 1140.5408
| 1703.6424 | 1140.5408
| 1703.4278 | 1140.5408
| 1703.227 | 1140.5408
| 1702.8579 | 1140.5408
| 1702.5606 | 1140.5408
| 1702.2839 | 1140.5408
| 1702.0666 | 1140.5408
| 1701.7588 | 1140.5408
| 1701.5143 | 1140.5408
| 1701.3061 | 1140.5408
| 1701.0294 | 1140.5408
| 1700.7309 | 1140.5408
| 1700.4182 | 1140.5408
| 1700.2281 | 1140.5408
| 1699.8232 | 1140.5408
| 1699.5421 | 1140.5408
| 1699.3113 | 1140.5408
| 1699.0907 | 1140.5408
| 1698.9059 | 1140.5408
| 1698.6149 | 1140.5408
| 1698.3483 | 1140.5408
| 1697.9359 | 1140.5408
| 1697.5198 | 1140.5408
| 1697.4003 | 1140.5408
| 1697.1608 | 1140.5408
| 1696.9932 | 1140.5408
| 1696.8065 | 1140.5408
| 1696.6534 | 1140.5408
| 1696.3708 | 1140.5408
| 1696.1066 | 1140.5408
| 1695.8724 | 1140.5408
| 1695.5857 | 1140.5408
| 1695.3375 | 1140.5408
| 1695.163 | 1140.5408
| 1694.9626 | 1140.5408
| 1694.841 | 1140.5408
| 1694.6438 | 1140.5408
| 1694.3713 | 1140.5408
| 1694.0636 | 1140.5408
| 1693.9253 | 1140.5408
| 1693.7523 | 1140.5408
| 1693.5305 | 1140.5408
| 1693.1642 | 1140.5408
| 1692.8249 | 1140.5408
| 1692.4911 | 1140.5408
| 1692.1925 | 1140.5408
| 1691.93 | 1140.5408
| 1691.5926 | 1140.5408
| 1691.4171 | 1140.5408
| 1691.2107 | 1140.5408
| 1691.0249 | 1140.5408
| 1690.6829 | 1140.5408
| 1690.3795 | 1140.5408
| 1690.0549 | 1140.5408
| 1689.7832 | 1140.5408
| 1689.59 | 1140.5408
| 1689.2466 | 1140.5408
| 1689.0867 | 1140.5408
| 1688.8281 | 1140.5408
| 1688.6142 | 1140.5408
| 1688.3616 | 1140.5408
| 1688.1559 | 1140.5408
| 1687.9277 | 1140.5408
| 1687.5601 | 1140.5408
| 1687.2516 | 1140.5408
| 1687.0493 | 1140.5408
| 1686.767 | 1140.5408
| 1686.4417 | 1140.5408
| 1686.1872 | 1140.5408
| 1685.9906 | 1140.5408
| 1685.7072 | 1140.5408
| 1685.4229 | 1140.5408
| 1685.2974 | 1140.5408
| 1685.1516 | 1140.5408
| 1684.9299 | 1140.5408
| 1684.6733 | 1140.5408
| 1684.3687 | 1140.5408
| 1684.0883 | 1140.5408
| 1683.8592 | 1140.5408
| 1683.6159 | 1140.5408
| 1683.3421 | 1140.5408
| 1683.1087 | 1140.5408
| 1682.9265 | 1140.5408
| 1682.7287 | 1140.5408
| 1682.5733 | 1140.5408
| 1682.4265 | 1140.5408
| 1682.1384 | 1140.5408
| 1681.8036 | 1140.5408
| 1681.6535 | 1140.5408
| 1681.3719 | 1140.5408
| 1681.2012 | 1140.5408
| 1681.0007 | 1140.5408
| 1680.6672 | 1140.5408
| 1680.4051 | 1140.5408
| 1680.2078 | 1140.5408
| 1680.0026 | 1140.5408
| 1679.7519 | 1140.5408
| 1679.4724 | 1140.5408
| 1679.1556 | 1140.5408
| 1678.9366 | 1140.5408
| 1678.7846 | 1140.5408
| 1678.4181 | 1140.5408
| 1678.1447 | 1140.5408
| 1677.7143 | 1140.5408
| 1677.4215 | 1140.5408
| 1677.2777 | 1140.5408
| 1677.1886 | 1140.5408
| 1676.951 | 1140.5408
| 1676.6012 | 1140.5408
| 1676.3589 | 1140.5408
| 1676.0697 | 1140.5408
| 1675.8317 | 1140.5408
| 1675.5222 | 1140.5408
| 1675.2708 | 1140.5408
| 1675.0562 | 1140.5408
| 1674.6521 | 1140.5408
| 1674.4291 | 1140.5408
| 1674.1553 | 1140.5408
| 1673.8031 | 1140.5408
| 1673.557 | 1140.5408
| 1673.4006 | 1140.5408
| 1673.1167 | 1140.5408
| 1672.8262 | 1140.5408
| 1672.6577 | 1140.5408
| 1672.3684 | 1140.5408
| 1672.0406 | 1140.5408
| 1671.869 | 1140.5408
| 1671.5789 | 1140.5408
| 1671.3438 | 1140.5408
| 1671.0787 | 1140.5408
| 1670.7798 | 1140.5408
| 1670.4851 | 1140.5408
| 1670.1372 | 1140.5408
| 1669.7968 | 1140.5408
| 1669.5237 | 1140.5408
| 1669.3859 | 1140.5408
| 1669.1903 | 1140.5408
| 1669.0105 | 1140.5408
| 1668.7139 | 1140.5408
| 1668.4996 | 1140.5408
| 1668.2157 | 1140.5408
| 1667.9042 | 1140.5408
| 1667.6723 | 1140.5408
| 1667.493 | 1140.5408
| 1667.204 | 1140.5408
| 1666.9381 | 1140.5408
| 1666.722 | 1140.5408
| 1666.4316 | 1140.5408
| 1666.1777 | 1140.5408
| 1665.8989 | 1140.5408
| 1665.739 | 1140.5408
| 1665.5333 | 1140.5408
| 1665.159 | 1140.5408
| 1664.8479 | 1140.5408
| 1664.6784 | 1140.5408
| 1664.5292 | 1140.5408
| 1664.1833 | 1140.5408
| 1663.9354 | 1140.5408
| 1663.7088 | 1140.5408
| 1663.3805 | 1140.5408
| 1663.0455 | 1140.5408
| 1662.6732 | 1140.5408
| 1662.4153 | 1140.5408
| 1662.1768 | 1140.5408
| 1661.954 | 1140.5408
| 1661.7067 | 1140.5408
| 1661.484 | 1140.5408
| 1661.0887 | 1140.5408
| 1660.8438 | 1140.5408
| 1660.709 | 1140.5408
| 1660.4828 | 1140.5408
| 1660.1221 | 1140.5408
| 1659.8453 | 1140.5408
| 1659.5404 | 1140.5408
| 1659.2819 | 1140.5408
| 1659.0011 | 1140.5408
| 1658.88 | 1140.5408
| 1658.6906 | 1140.5408
| 1658.4615 | 1140.5408
| 1658.1197 | 1140.5408
| 1657.8864 | 1140.5408
| 1657.6208 | 1140.5408
| 1657.3848 | 1140.5408
| 1657.1685 | 1140.5408
| 1656.8197 | 1140.5408
| 1656.6621 | 1140.5408
| 1656.4877 | 1140.5408
| 1656.3301 | 1140.5408
| 1656.1261 | 1140.5408
| 1655.9172 | 1140.5408
| 1655.5692 | 1140.5408
| 1655.2802 | 1140.5408
| 1654.9841 | 1140.5408
| 1654.6901 | 1140.5408
| 1654.3621 | 1140.5408
| 1654.1457 | 1140.5408
| 1654.0031 | 1140.5408
| 1653.7955 | 1140.5408
| 1653.5045 | 1140.5408
| 1653.3758 | 1140.5408
| 1653.1606 | 1140.5408
| 1652.9847 | 1140.5408
| 1652.7589 | 1140.5408
| 1652.6274 | 1140.5408
| 1652.4107 | 1140.5408
| 1651.9601 | 1140.5408
| 1651.7618 | 1140.5408
| 1651.5214 | 1140.5408
| 1651.2094 | 1140.5408
| 1651.0519 | 1140.5408
| 1650.7381 | 1140.5408
| 1650.4514 | 1140.5408
| 1650.2236 | 1140.5408
| 1649.8928 | 1140.5408
| 1649.7512 | 1140.5408
| 1649.4876 | 1140.5408
| 1649.2292 | 1140.5408
| 1648.915 | 1140.5408
| 1648.5513 | 1140.5408
| 1648.2236 | 1140.5408
| 1647.924 | 1140.5408
| 1647.6521 | 1140.5408
| 1647.3561 | 1140.5408
| 1647.0882 | 1140.5408
| 1646.7596 | 1140.5408
| 1646.5401 | 1140.5408
| 1646.243 | 1140.5408
| 1646.0569 | 1140.5408
| 1645.8521 | 1140.5408
| 1645.7004 | 1140.5408
| 1645.4197 | 1140.5408
| 1645.217 | 1140.5408
| 1644.9425 | 1140.5408
| 1644.6902 | 1140.5408
| 1644.4343 | 1140.5408
| 1644.0873 | 1140.5408
| 1643.8783 | 1140.5408
| 1643.7045 | 1140.5408
| 1643.498 | 1140.5408
| 1643.2251 | 1140.5408
| 1642.8964 | 1140.5408
| 1642.5416 | 1140.5408
| 1642.2659 | 1140.5408
| 1642.0329 | 1140.5408
| 1641.8611 | 1140.5408
| 1641.6389 | 1140.5408
| 1641.3744 | 1140.5408
| 1641.157 | 1140.5408
| 1640.7978 | 1140.5408
| 1640.5188 | 1140.5408
| 1640.4183 | 1140.5408
| 1640.1567 | 1140.5408
| 1639.9706 | 1140.5408
| 1639.5601 | 1140.5408
| 1639.3439 | 1140.5408
| 1639.0201 | 1140.5408
| 1638.741 | 1140.5408
| 1638.5133 | 1140.5408
| 1638.2151 | 1140.5408
| 1637.9755 | 1140.5408
| 1637.7835 | 1140.5408
| 1637.5154 | 1140.5408
| 1637.1936 | 1140.5408
| 1636.9314 | 1140.5408
| 1636.6822 | 1140.5408
| 1636.3892 | 1140.5408
| 1636.1009 | 1140.5408
| 1635.8668 | 1140.5408
| 1635.5568 | 1140.5408
| 1635.1521 | 1140.5408
| 1634.9094 | 1140.5408
| 1634.6796 | 1140.5408
| 1634.4473 | 1140.5408
| 1634.0653 | 1140.5408
| 1633.6971 | 1140.5408
| 1633.4327 | 1140.5408
| 1633.2939 | 1140.5408
| 1633.0965 | 1140.5408
| 1632.8292 | 1140.5408
| 1632.6034 | 1140.5408
| 1632.3771 | 1140.5408
| 1632.2062 | 1140.5408
| 1631.7833 | 1140.5408
| 1631.5582 | 1140.5408
| 1631.3245 | 1140.5408
| 1631.1386 | 1140.5408
| 1630.7825 | 1140.5408
| 1630.5451 | 1140.5408
| 1630.1579 | 1140.5408
| 1629.9549 | 1140.5408
| 1629.7027 | 1140.5408
| 1629.5419 | 1140.5408
| 1629.2405 | 1140.5408
| 1629.0109 | 1140.5408
| 1628.8351 | 1140.5408
| 1628.5119 | 1140.5408
| 1628.1557 | 1140.5408
| 1627.7799 | 1140.5408
| 1627.3214 | 1140.5408
| 1627.0029 | 1140.5408
| 1626.7167 | 1140.5408
| 1626.4568 | 1140.5408
| 1626.3659 | 1140.5408
| 1626.1666 | 1140.5408
| 1625.8374 | 1140.5408
| 1625.5948 | 1140.5408
| 1625.3676 | 1140.5408
| 1625.1546 | 1140.5408
| 1625.0454 | 1140.5408
| 1624.8449 | 1140.5408
| 1624.6921 | 1140.5408
| 1624.4431 | 1140.5408
| 1624.1245 | 1140.5408
| 1623.7363 | 1140.5408
| 1623.4907 | 1140.5408
| 1623.1763 | 1140.5408
| 1622.7943 | 1140.5408
| 1622.537 | 1140.5408
| 1622.2365 | 1140.5408
| 1621.9445 | 1140.5408
| 1621.7289 | 1140.5408
| 1621.4215 | 1140.5408
| 1621.1753 | 1140.5408
| 1620.9933 | 1140.5408
| 1620.752 | 1140.5408
| 1620.5211 | 1140.5408
| 1620.3638 | 1140.5408
| 1620.0438 | 1140.5408
| 1619.7895 | 1140.5408
| 1619.5863 | 1140.5408
| 1619.2338 | 1140.5408
| 1619.005 | 1140.5408
| 1618.6843 | 1140.5408
| 1618.3769 | 1140.5408
| 1618.1443 | 1140.5408
| 1617.8971 | 1140.5408
| 1617.6912 | 1140.5408
| 1617.5933 | 1140.5408
| 1617.3654 | 1140.5408
| 1616.9289 | 1140.5408
| 1616.618 | 1140.5408
| 1616.3274 | 1140.5408
| 1616.0841 | 1140.5408
| 1615.8569 | 1140.5408
| 1615.5058 | 1140.5408
| 1615.2271 | 1140.5408
| 1615.0028 | 1140.5408
| 1614.6226 | 1140.5408
| 1614.3163 | 1140.5408
| 1614.1191 | 1140.5408
| 1613.8446 | 1140.5408
| 1613.3073 | 1140.5408
| 1612.9722 | 1140.5408
| 1612.79 | 1140.5408
| 1612.5739 | 1140.5408
| 1612.2598 | 1140.5408
| 1611.9014 | 1140.5408
| 1611.4671 | 1140.5408
| 1611.1404 | 1140.5408
| 1610.8698 | 1140.5408
| 1610.4637 | 1140.5408
| 1610.2278 | 1140.5408
| 1610.008 | 1140.5408
| 1609.8046 | 1140.5408
| 1609.4669 | 1140.5408
| 1608.9801 | 1140.5408
| 1608.5893 | 1140.5408
| 1608.3788 | 1140.5408
| 1607.9877 | 1140.5408
| 1607.8454 | 1140.5408
| 1607.6721 | 1140.5408
| 1607.39 | 1140.5408
| 1607.1675 | 1140.5408
| 1606.8516 | 1140.5408
| 1606.504 | 1140.5408
| 1606.244 | 1140.5408
| 1606.0211 | 1140.5408
| 1605.8131 | 1140.5408
| 1605.5934 | 1140.5408
| 1605.218 | 1140.5408
| 1605.0137 | 1140.5408
| 1604.8158 | 1140.5408
| 1604.5337 | 1140.5408
| 1604.2392 | 1140.5408
| 1603.9336 | 1140.5408
| 1603.5315 | 1140.5408
| 1603.2422 | 1140.5408
| 1603.0239 | 1140.5408
| 1602.743 | 1140.5408
| 1602.5244 | 1140.5408
| 1602.3394 | 1140.5408
| 1602.0612 | 1140.5408
| 1601.7878 | 1140.5408
| 1601.4617 | 1140.5408
| 1601.2233 | 1140.5408
| 1600.8188 | 1140.5408
| 1600.4514 | 1140.5408
| 1600.1755 | 1140.5408
| 1599.9012 | 1140.5408
| 1599.6779 | 1140.5408
| 1599.3183 | 1140.5408
| 1598.9692 | 1140.5408
| 1598.5882 | 1140.5408
| 1598.1939 | 1140.5408
| 1597.9095 | 1140.5408
| 1597.7193 | 1140.5408
| 1597.4959 | 1140.5408
| 1597.1962 | 1140.5408
| 1596.8837 | 1140.5408
| 1596.6989 | 1140.5408
| 1596.3998 | 1140.5408
| 1596.2286 | 1140.5408
| 1595.9194 | 1140.5408
| 1595.7693 | 1140.5408
| 1595.59 | 1140.5408
| 1595.1476 | 1140.5408
| 1594.9377 | 1140.5408
| 1594.7635 | 1140.5408
| 1594.5422 | 1140.5408
| 1594.2558 | 1140.5408
| 1593.8306 | 1140.5408
| 1593.51 | 1140.5408
| 1593.2764 | 1140.5408
| 1592.7716 | 1140.5408
| 1592.4713 | 1140.5408
| 1592.2194 | 1140.5408
| 1592.0133 | 1140.5408
| 1591.6146 | 1140.5408
| 1591.4377 | 1140.5408
| 1591.2193 | 1140.5408
| 1590.9523 | 1140.5408
| 1590.7512 | 1140.5408
| 1590.5538 | 1140.5408
| 1590.2403 | 1140.5408
| 1590.043 | 1140.5408
| 1589.7376 | 1140.5408
| 1589.3962 | 1140.5408
| 1589.2027 | 1140.5408
| 1588.9296 | 1140.5408
| 1588.6533 | 1140.5408
| 1588.3267 | 1140.5408
| 1588.0555 | 1140.5408
| 1587.8618 | 1140.5408
| 1587.5864 | 1140.5408
| 1587.2816 | 1140.5408
| 1586.9864 | 1140.5408
| 1586.6988 | 1140.5408
| 1586.4126 | 1140.5408
| 1586.2177 | 1140.5408
| 1586.0413 | 1140.5408
| 1585.7081 | 1140.5408
| 1585.4453 | 1140.5408
| 1585.1459 | 1140.5408
| 1584.8475 | 1140.5408
| 1584.6977 | 1140.5408
| 1584.4638 | 1140.5408
| 1584.1641 | 1140.5408
| 1583.9017 | 1140.5408
| 1583.6712 | 1140.5408
| 1583.481 | 1140.5408
| 1583.1603 | 1140.5408
| 1582.8523 | 1140.5408
| 1582.5814 | 1140.5408
| 1582.3261 | 1140.5408
| 1582.0085 | 1140.5408
| 1581.8101 | 1140.5408
| 1581.5298 | 1140.5408
| 1581.298 | 1140.5408
| 1581.1599 | 1140.5408
| 1580.8462 | 1140.5408
| 1580.7095 | 1140.5408
| 1580.3264 | 1140.5408
| 1579.9893 | 1140.5408
| 1579.6877 | 1140.5408
| 1579.3277 | 1140.5408
| 1579.1047 | 1140.5408
| 1578.9283 | 1140.5408
| 1578.6557 | 1140.5408
| 1578.3028 | 1140.5408
| 1578.0575 | 1140.5408
| 1577.8153 | 1140.5408
| 1577.5777 | 1140.5408
| 1577.3841 | 1140.5408
| 1577.0692 | 1140.5408
| 1576.8852 | 1140.5408
| 1576.5581 | 1140.5408
| 1576.2509 | 1140.5408
| 1575.9902 | 1140.5408
| 1575.7638 | 1140.5408
| 1575.566 | 1140.5408
| 1575.3321 | 1140.5408
| 1575.0819 | 1140.5408
| 1574.8429 | 1140.5408
| 1574.4913 | 1140.5408
| 1574.177 | 1140.5408
| 1573.8081 | 1140.5408
| 1573.4322 | 1140.5408
| 1573.1578 | 1140.5408
| 1572.9313 | 1140.5408
| 1572.7371 | 1140.5408
| 1572.493 | 1140.5408
| 1572.1916 | 1140.5408
| 1571.9257 | 1140.5408
| 1571.667 | 1140.5408
| 1571.349 | 1140.5408
| 1571.1817 | 1140.5408
| 1570.9402 | 1140.5408
| 1570.6492 | 1140.5408
| 1570.429 | 1140.5408
| 1570.2493 | 1140.5408
| 1569.9768 | 1140.5408
| 1569.592 | 1140.5408
| 1569.23 | 1140.5408
| 1569.0876 | 1140.5408
| 1568.8461 | 1140.5408
| 1568.5453 | 1140.5408
| 1568.4102 | 1140.5408
| 1568.2222 | 1140.5408
| 1567.9085 | 1140.5408
| 1567.5173 | 1140.5408
| 1567.2012 | 1140.5408
| 1567.0147 | 1140.5408
| 1566.7649 | 1140.5408
| 1566.5166 | 1140.5408
| 1566.2693 | 1140.5408
| 1565.9411 | 1140.5408
| 1565.6587 | 1140.5408
| 1565.4249 | 1140.5408
| 1565.2618 | 1140.5408
| 1564.9213 | 1140.5408
| 1564.6579 | 1140.5408
| 1564.4401 | 1140.5408
| 1564.3151 | 1140.5408
| 1564.0543 | 1140.5408
| 1563.8624 | 1140.5408
| 1563.5511 | 1140.5408
| 1563.3008 | 1140.5408
| 1563.1686 | 1140.5408
| 1563.0125 | 1140.5408
| 1562.7862 | 1140.5408
| 1562.6242 | 1140.5408
| 1562.4143 | 1140.5408
| 1562.1162 | 1140.5408
| 1561.8466 | 1140.5408
| 1561.6529 | 1140.5408
| 1561.289 | 1140.5408
| 1561.0873 | 1140.5408
| 1560.8047 | 1140.5408
| 1560.4916 | 1140.5408
| 1560.2823 | 1140.5408
| 1559.9596 | 1140.5408
| 1559.6261 | 1140.5408
| 1559.328 | 1140.5408
| 1559.0029 | 1140.5408
| 1558.7794 | 1140.5408
| 1558.5389 | 1140.5408
| 1558.3202 | 1140.5408
| 1558.1093 | 1140.5408
| 1557.7024 | 1140.5408
| 1557.358 | 1140.5408
| 1557.0664 | 1140.5408
| 1556.6545 | 1140.5408
| 1556.402 | 1140.5408
| 1556.1106 | 1140.5408
| 1555.8351 | 1140.5408
| 1555.6099 | 1140.5408
| 1555.3568 | 1140.5408
| 1555.1557 | 1140.5408
| 1554.8459 | 1140.5408
| 1554.5192 | 1140.5408
| 1554.2119 | 1140.5408
| 1553.8879 | 1140.5408
| 1553.5832 | 1140.5408
| 1553.2553 | 1140.5408
| 1553.0682 | 1140.5408
| 1552.854 | 1140.5408
| 1552.7131 | 1140.5408
| 1552.5109 | 1140.5408
| 1552.2336 | 1140.5408
| 1552.0371 | 1140.5408
| 1551.7213 | 1140.5408
| 1551.4635 | 1140.5408
| 1551.1394 | 1140.5408
| 1550.752 | 1140.5408
| 1550.4878 | 1140.5408
| 1550.2218 | 1140.5408
| 1550.0068 | 1140.5408
| 1549.7666 | 1140.5408
| 1549.3259 | 1140.5408
| 1549.0252 | 1140.5408
| 1548.7458 | 1140.5408
| 1548.5253 | 1140.5408
| 1548.2432 | 1140.5408
| 1547.9983 | 1140.5408
| 1547.754 | 1140.5408
| 1547.592 | 1140.5408
| 1547.3454 | 1140.5408
| 1547.1934 | 1140.5408
| 1547.0224 | 1140.5408
| 1546.7178 | 1140.5408
| 1546.4038 | 1140.5408
| 1546.1646 | 1140.5408
| 1545.829 | 1140.5408
| 1545.4647 | 1140.5408
| 1545.1942 | 1140.5408
| 1544.9961 | 1140.5408
| 1544.7431 | 1140.5408
| 1544.4666 | 1140.5408
| 1544.164 | 1140.5408
| 1543.9149 | 1140.5408
| 1543.7969 | 1140.5408
| 1543.5346 | 1140.5408
| 1543.3492 | 1140.5408
| 1543.1047 | 1140.5408
| 1542.8189 | 1140.5408
| 1542.6182 | 1140.5408
| 1542.4463 | 1140.5408
| 1542.1717 | 1140.5408
| 1541.9125 | 1140.5408
| 1541.7802 | 1140.5408
| 1541.4352 | 1140.5408
| 1541.2191 | 1140.5408
| 1540.9143 | 1140.5408
| 1540.5789 | 1140.5408
| 1540.2933 | 1140.5408
| 1540.1723 | 1140.5408
| 1539.8625 | 1140.5408
| 1539.4826 | 1140.5408
| 1539.3096 | 1140.5408
| 1539.0325 | 1140.5408
| 1538.6865 | 1140.5408
| 1538.5063 | 1140.5408
| 1538.3282 | 1140.5408
| 1538.0384 | 1140.5408
| 1537.8177 | 1140.5408
| 1537.6806 | 1140.5408
| 1537.448 | 1140.5408
| 1537.3045 | 1140.5408
| 1536.9031 | 1140.5408
| 1536.5869 | 1140.5408
| 1536.3802 | 1140.5408
| 1536.1369 | 1140.5408
| 1535.9037 | 1140.5408
| 1535.532 | 1140.5408
| 1535.3345 | 1140.5408
| 1535.0265 | 1140.5408
| 1534.6889 | 1140.5408
| 1534.4268 | 1140.5408
| 1534.234 | 1140.5408
| 1533.9923 | 1140.5408
| 1533.6826 | 1140.5408
| 1533.3882 | 1140.5408
| 1533.2107 | 1140.5408
| 1532.9716 | 1140.5408
| 1532.637 | 1140.5408
| 1532.3666 | 1140.5408
| 1532.1037 | 1140.5408
| 1531.8099 | 1140.5408
| 1531.6195 | 1140.5408
| 1531.4204 | 1140.5408
| 1531.1401 | 1140.5408
| 1530.8787 | 1140.5408
| 1530.5838 | 1140.5408
| 1530.4103 | 1140.5408
| 1530.164 | 1140.5408
| 1529.8468 | 1140.5408
| 1529.623 | 1140.5408
| 1529.2691 | 1140.5408
| 1529.0599 | 1140.5408
| 1528.8411 | 1140.5408
| 1528.5879 | 1140.5408
| 1528.3446 | 1140.5408
| 1528.0386 | 1140.5408
| 1527.7627 | 1140.5408
| 1527.6423 | 1140.5408
| 1527.1825 | 1140.5408
| 1526.8768 | 1140.5408
| 1526.6327 | 1140.5408
| 1526.2896 | 1140.5408
| 1525.8999 | 1140.5408
| 1525.4974 | 1140.5408
| 1525.3294 | 1140.5408
| 1525.1018 | 1140.5408
| 1524.7687 | 1140.5408
| 1524.5183 | 1140.5408
| 1524.1124 | 1140.5408
| 1523.7782 | 1140.5408
| 1523.434 | 1140.5408
| 1523.2489 | 1140.5408
| 1522.7952 | 1140.5408
| 1522.613 | 1140.5408
| 1522.3656 | 1140.5408
| 1522.0878 | 1140.5408
| 1521.838 | 1140.5408
| 1521.5831 | 1140.5408
| 1521.4165 | 1140.5408
| 1521.1322 | 1140.5408
| 1520.8945 | 1140.5408
| 1520.4656 | 1140.5408
| 1520.1907 | 1140.5408
| 1519.8345 | 1140.5408
| 1519.5335 | 1140.5408
| 1519.2983 | 1140.5408
| 1518.9455 | 1140.5408
| 1518.7203 | 1140.5408
| 1518.328 | 1140.5408
| 1518.1515 | 1140.5408
| 1517.79 | 1140.5408
| 1517.3783 | 1140.5408
| 1517.1002 | 1140.5408
| 1516.8449 | 1140.5408
| 1516.5917 | 1140.5408
| 1516.4073 | 1140.5408
| 1516.2169 | 1140.5408
| 1516.0807 | 1140.5408
| 1515.7943 | 1140.5408
| 1515.5934 | 1140.5408
| 1515.4118 | 1140.5408
| 1514.9247 | 1140.5408
| 1514.5761 | 1140.5408
| 1514.2481 | 1140.5408
| 1513.8795 | 1140.5408
| 1513.5915 | 1140.5408
| 1513.1875 | 1140.5408
| 1512.824 | 1140.5408
| 1512.539 | 1140.5408
| 1512.3563 | 1140.5408
| 1512.1969 | 1140.5408
| 1511.8616 | 1140.5408
| 1511.255 | 1140.5408
| 1510.9971 | 1140.5408
| 1510.6808 | 1140.5408
| 1510.3669 | 1140.5408
| 1510.1825 | 1140.5408
| 1510.065 | 1140.5408
| 1509.8228 | 1140.5408
| 1509.4317 | 1140.5408
| 1509.0581 | 1140.5408
| 1508.8163 | 1140.5408
| 1508.4408 | 1140.5408
| 1508.18 | 1140.5408
| 1507.8869 | 1140.5408
| 1507.5617 | 1140.5408
| 1507.4094 | 1140.5408
| 1507.2209 | 1140.5408
| 1507.007 | 1140.5408
| 1506.833 | 1140.5408
| 1506.6681 | 1140.5408
| 1506.4252 | 1140.5408
| 1506.0449 | 1140.5408
| 1505.718 | 1140.5408
| 1505.5041 | 1140.5408
| 1505.1219 | 1140.5408
| 1504.8121 | 1140.5408
| 1504.5625 | 1140.5408
| 1504.2925 | 1140.5408
| 1504.0364 | 1140.5408
| 1503.8051 | 1140.5408
| 1503.4862 | 1140.5408
| 1503.2557 | 1140.5408
| 1503.0902 | 1140.5408
| 1502.8155 | 1140.5408
| 1502.6004 | 1140.5408
| 1502.4171 | 1140.5408
| 1502.1908 | 1140.5408
| 1502.0262 | 1140.5408
| 1501.8101 | 1140.5408
| 1501.5573 | 1140.5408
| 1501.2941 | 1140.5408
| 1501.0775 | 1140.5408
| 1500.7855 | 1140.5408
| 1500.5696 | 1140.5408
| 1500.359 | 1140.5408
| 1500.1091 | 1140.5408
| 1499.929 | 1140.5408
| 1499.5757 | 1140.5408
| 1499.2729 | 1140.5408
| 1499.0124 | 1140.5408
| 1498.6963 | 1140.5408
| 1498.3334 | 1140.5408
| 1497.9656 | 1140.5408
| 1497.7916 | 1140.5408
| 1497.506 | 1140.5408
| 1497.2691 | 1140.5408
| 1497.0321 | 1140.5408
| 1496.7229 | 1140.5408
| 1496.3243 | 1140.5408
| 1496.0693 | 1140.5408
| 1495.7754 | 1140.5408
| 1495.5435 | 1140.5408
| 1495.3936 | 1140.5408
| 1495.2181 | 1140.5408
| 1494.9494 | 1140.5408
| 1494.722 | 1140.5408
| 1494.5727 | 1140.5408
| 1494.258 | 1140.5408
| 1493.9109 | 1140.5408
| 1493.5887 | 1140.5408
| 1493.3973 | 1140.5408
| 1493.0304 | 1140.5408
| 1492.8006 | 1140.5408
| 1492.5807 | 1140.5408
| 1492.3311 | 1140.5408
| 1492.0627 | 1140.5408
| 1491.6951 | 1140.5408
| 1491.4846 | 1140.5408
| 1491.3234 | 1140.5408
| 1490.9821 | 1140.5408
| 1490.7861 | 1140.5408
| 1490.5568 | 1140.5408
| 1490.2798 | 1140.5408
| 1490.0097 | 1140.5408
| 1489.7163 | 1140.5408
| 1489.45 | 1140.5408
| 1489.2707 | 1140.5408
| 1488.9304 | 1140.5408
| 1488.5491 | 1140.5408
| 1488.3504 | 1140.5408
| 1488.2242 | 1140.5408
| 1488.0651 | 1140.5408
| 1487.8353 | 1140.5408
| 1487.5572 | 1140.5408
| 1487.3438 | 1140.5408
| 1487.1072 | 1140.5408
| 1486.9277 | 1140.5408
| 1486.6517 | 1140.5408
| 1486.4985 | 1140.5408
| 1486.3761 | 1140.5408
| 1486.0824 | 1140.5408
| 1485.8713 | 1140.5408
| 1485.3857 | 1140.5408
| 1485.0825 | 1140.5408
| 1484.8738 | 1140.5408
| 1484.5679 | 1140.5408
| 1484.3409 | 1140.5408
| 1484.0092 | 1140.5408
| 1483.774 | 1140.5408
| 1483.5589 | 1140.5408
| 1483.2658 | 1140.5408
| 1483.026 | 1140.5408
| 1482.7503 | 1140.5408
| 1482.457 | 1140.5408
| 1482.1284 | 1140.5408
| 1481.8581 | 1140.5408
| 1481.6646 | 1140.5408
| 1481.4371 | 1140.5408
| 1481.2363 | 1140.5408
| 1480.9106 | 1140.5408
| 1480.7597 | 1140.5408
| 1480.5868 | 1140.5408
| 1480.297 | 1140.5408
| 1480.1211 | 1140.5408
| 1479.804 | 1140.5408
| 1479.5167 | 1140.5408
| 1479.2646 | 1140.5408
| 1478.9376 | 1140.5408
| 1478.6879 | 1140.5408
| 1478.4137 | 1140.5408
| 1478.2357 | 1140.5408
| 1478.0134 | 1140.5408
| 1477.8369 | 1140.5408
| 1477.5433 | 1140.5408
| 1477.2995 | 1140.5408
| 1477.0388 | 1140.5408
| 1476.7345 | 1140.5408
| 1476.4842 | 1140.5408
| 1476.229 | 1140.5408
| 1475.8899 | 1140.5408
| 1475.6874 | 1140.5408
| 1475.4989 | 1140.5408
| 1475.2578 | 1140.5408
| 1475.0335 | 1140.5408
| 1474.8205 | 1140.5408
| 1474.5863 | 1140.5408
| 1474.3533 | 1140.5408
| 1474.1069 | 1140.5408
| 1473.8251 | 1140.5408
| 1473.5895 | 1140.5408
| 1473.2734 | 1140.5408
| 1473.1124 | 1140.5408
| 1472.8057 | 1140.5408
| 1472.6246 | 1140.5408
| 1472.2587 | 1140.5408
| 1471.9628 | 1140.5408
| 1471.5394 | 1140.5408
| 1471.1326 | 1140.5408
| 1470.9035 | 1140.5408
| 1470.7429 | 1140.5408
| 1470.51 | 1140.5408
| 1470.4169 | 1140.5408
| 1470.1923 | 1140.5408
| 1469.8646 | 1140.5408
| 1469.4882 | 1140.5408
| 1469.1697 | 1140.5408
| 1468.7592 | 1140.5408
| 1468.6132 | 1140.5408
| 1468.2675 | 1140.5408
| 1468.1166 | 1140.5408
| 1467.8696 | 1140.5408
| 1467.5223 | 1140.5408
| 1467.2055 | 1140.5408
| 1466.9156 | 1140.5408
| 1466.6239 | 1140.5408
| 1466.4344 | 1140.5408
| 1466.198 | 1140.5408
| 1465.9167 | 1140.5408
| 1465.6946 | 1140.5408
| 1465.4246 | 1140.5408
| 1465.1736 | 1140.5408
| 1464.9862 | 1140.5408
| 1464.6654 | 1140.5408
| 1464.4586 | 1140.5408
| 1464.1651 | 1140.5408
| 1463.8736 | 1140.5408
| 1463.6828 | 1140.5408
| 1463.388 | 1140.5408
| 1463.0468 | 1140.5408
| 1462.8119 | 1140.5408
| 1462.4935 | 1140.5408
| 1462.2776 | 1140.5408
| 1461.9302 | 1140.5408
| 1461.6184 | 1140.5408
| 1461.4133 | 1140.5408
| 1461.1669 | 1140.5408
| 1460.8365 | 1140.5408
| 1460.5111 | 1140.5408
| 1460.3932 | 1140.5408
| 1460.1417 | 1140.5408
| 1459.9403 | 1140.5408
| 1459.8207 | 1140.5408
| 1459.6246 | 1140.5408
| 1459.2782 | 1140.5408
| 1459.0336 | 1140.5408
| 1458.8704 | 1140.5408
| 1458.6453 | 1140.5408
| 1458.4275 | 1140.5408
| 1458.2164 | 1140.5408
| 1458.0626 | 1140.5408
| 1457.7927 | 1140.5408
| 1457.5579 | 1140.5408
| 1457.2986 | 1140.5408
| 1457.1057 | 1140.5408
| 1456.8879 | 1140.5408
| 1456.4925 | 1140.5408
| 1456.2814 | 1140.5408
| 1455.8985 | 1140.5408
| 1455.6254 | 1140.5408
| 1455.3351 | 1140.5408
| 1455.0501 | 1140.5408
| 1454.6974 | 1140.5408
| 1454.4813 | 1140.5408
| 1454.3029 | 1140.5408
| 1454.0153 | 1140.5408
| 1453.7284 | 1140.5408
| 1453.5562 | 1140.5408
| 1453.2901 | 1140.5408
| 1452.9227 | 1140.5408
| 1452.7306 | 1140.5408
| 1452.3834 | 1140.5408
| 1452.2281 | 1140.5408
| 1451.9373 | 1140.5408
| 1451.5838 | 1140.5408
| 1451.3495 | 1140.5408
| 1451.1314 | 1140.5408
| 1450.9358 | 1140.5408
| 1450.7229 | 1140.5408
| 1450.4048 | 1140.5408
| 1450.1909 | 1140.5408
| 1450.0008 | 1140.5408
| 1449.7049 | 1140.5408
| 1449.4654 | 1140.5408
| 1449.2112 | 1140.5408
| 1448.8645 | 1140.5408
| 1448.5702 | 1140.5408
| 1448.2981 | 1140.5408
| 1447.9211 | 1140.5408
| 1447.5031 | 1140.5408
| 1447.2704 | 1140.5408
| 1446.8315 | 1140.5408
| 1446.3557 | 1140.5408
| 1446.126 | 1140.5408
| 1445.9709 | 1140.5408
| 1445.608 | 1140.5408
| 1445.3731 | 1140.5408
| 1445.0984 | 1140.5408
| 1444.7996 | 1140.5408
| 1444.5139 | 1140.5408
| 1444.3117 | 1140.5408
| 1443.9271 | 1140.5408
| 1443.776 | 1140.5408
| 1443.448 | 1140.5408
| 1443.1905 | 1140.5408
| 1442.9207 | 1140.5408
| 1442.5449 | 1140.5408
| 1442.2342 | 1140.5408
| 1441.8896 | 1140.5408
| 1441.705 | 1140.5408
| 1441.5244 | 1140.5408
| 1441.2974 | 1140.5408
| 1441.0721 | 1140.5408
| 1440.7274 | 1140.5408
| 1440.4927 | 1140.5408
| 1440.3055 | 1140.5408
| 1440.0631 | 1140.5408
| 1439.7786 | 1140.5408
| 1439.4577 | 1140.5408
| 1439.2389 | 1140.5408
| 1438.9571 | 1140.5408
| 1438.7023 | 1140.5408
| 1438.5486 | 1140.5408
| 1438.2885 | 1140.5408
| 1438.1676 | 1140.5408
| 1437.8945 | 1140.5408
| 1437.6812 | 1140.5408
| 1437.3732 | 1140.5408
| 1437.1584 | 1140.5408
| 1437.0123 | 1140.5408
| 1436.7512 | 1140.5408
| 1436.5021 | 1140.5408
| 1436.2366 | 1140.5408
| 1436.0313 | 1140.5408
| 1435.7452 | 1140.5408
| 1435.5515 | 1140.5408
| 1435.2683 | 1140.5408
| 1435.0364 | 1140.5408
| 1434.7098 | 1140.5408
| 1434.4821 | 1140.5408
| 1434.2234 | 1140.5408
| 1433.9797 | 1140.5408
| 1433.6022 | 1140.5408
| 1433.3823 | 1140.5408
| 1433.2082 | 1140.5408
| 1432.8937 | 1140.5408
| 1432.6483 | 1140.5408
| 1432.4026 | 1140.5408
| 1432.098 | 1140.5408
| 1431.8883 | 1140.5408
| 1431.7622 | 1140.5408
| 1431.5646 | 1140.5408
| 1431.3238 | 1140.5408
| 1431.1577 | 1140.5408
| 1430.7048 | 1140.5408
| 1430.5605 | 1140.5408
| 1430.3134 | 1140.5408
| 1430.114 | 1140.5408
| 1429.8717 | 1140.5408
| 1429.3191 | 1140.5408
| 1429.1244 | 1140.5408
| 1428.8965 | 1140.5408
| 1428.6537 | 1140.5408
| 1428.302 | 1140.5408
| 1427.9965 | 1140.5408
| 1427.8487 | 1140.5408
| 1427.5302 | 1140.5408
| 1427.3537 | 1140.5408
| 1427.1515 | 1140.5408
| 1426.8904 | 1140.5408
| 1426.64 | 1140.5408
| 1426.2232 | 1140.5408
| 1425.9716 | 1140.5408
| 1425.7672 | 1140.5408
| 1425.5517 | 1140.5408
| 1425.3611 | 1140.5408
| 1425.061 | 1140.5408
| 1424.8442 | 1140.5408
| 1424.4606 | 1140.5408
| 1424.2381 | 1140.5408
| 1423.995 | 1140.5408
| 1423.7929 | 1140.5408
| 1423.6164 | 1140.5408
| 1423.3502 | 1140.5408
| 1423.2235 | 1140.5408
| 1423.0336 | 1140.5408
| 1422.8749 | 1140.5408
| 1422.595 | 1140.5408
| 1422.2116 | 1140.5408
| 1421.9624 | 1140.5408
| 1421.6891 | 1140.5408
| 1421.3194 | 1140.5408
| 1421.0736 | 1140.5408
| 1420.9119 | 1140.5408
| 1420.694 | 1140.5408
| 1420.4912 | 1140.5408
| 1420.1722 | 1140.5408
| 1419.9115 | 1140.5408
| 1419.6288 | 1140.5408
| 1419.3149 | 1140.5408
| 1419.1904 | 1140.5408
| 1418.8902 | 1140.5408
| 1418.6026 | 1140.5408
| 1418.377 | 1140.5408
| 1417.8594 | 1140.5408
| 1417.5646 | 1140.5408
| 1417.3133 | 1140.5408
| 1417.0363 | 1140.5408
| 1416.7503 | 1140.5408
| 1416.555 | 1140.5408
| 1416.4101 | 1140.5408
| 1416.2661 | 1140.5408
| 1416.0289 | 1140.5408
| 1415.7069 | 1140.5408
| 1415.3229 | 1140.5408
| 1415.0768 | 1140.5408
| 1414.893 | 1140.5408
| 1414.6004 | 1140.5408
| 1414.3745 | 1140.5408
| 1414.1851 | 1140.5408
| 1413.9724 | 1140.5408
| 1413.6829 | 1140.5408
| 1413.4938 | 1140.5408
| 1413.3132 | 1140.5408
| 1412.9378 | 1140.5408
| 1412.638 | 1140.5408
| 1412.3322 | 1140.5408
| 1412.1252 | 1140.5408
| 1411.8624 | 1140.5408
| 1411.7088 | 1140.5408
| 1411.5233 | 1140.5408
| 1411.1216 | 1140.5408
| 1410.833 | 1140.5408
| 1410.6003 | 1140.5408
| 1410.4284 | 1140.5408
| 1410.2814 | 1140.5408
| 1410.0931 | 1140.5408
| 1409.9091 | 1140.5408
| 1409.7281 | 1140.5408
| 1409.4529 | 1140.5408
| 1409.2472 | 1140.5408
| 1409.0059 | 1140.5408
| 1408.7207 | 1140.5408
| 1408.3906 | 1140.5408
| 1408.1599 | 1140.5408
| 1408.0052 | 1140.5408
| 1407.8507 | 1140.5408
| 1407.562 | 1140.5408
| 1407.379 | 1140.5408
| 1407.1991 | 1140.5408
| 1406.9872 | 1140.5408
| 1406.7315 | 1140.5408
| 1406.4657 | 1140.5408
| 1406.1289 | 1140.5408
| 1405.884 | 1140.5408
| 1405.6874 | 1140.5408
| 1405.5492 | 1140.5408
| 1405.3074 | 1140.5408
| 1404.9333 | 1140.5408
| 1404.6336 | 1140.5408
| 1404.4282 | 1140.5408
| 1404.1965 | 1140.5408
| 1403.8521 | 1140.5408
| 1403.5036 | 1140.5408
| 1403.2261 | 1140.5408
| 1402.9838 | 1140.5408
| 1402.7726 | 1140.5408
| 1402.4992 | 1140.5408
| 1402.1445 | 1140.5408
| 1401.9024 | 1140.5408
| 1401.5429 | 1140.5408
| 1401.3631 | 1140.5408
| 1401.0804 | 1140.5408
| 1400.9323 | 1140.5408
| 1400.6408 | 1140.5408
| 1400.4575 | 1140.5408
| 1400.2846 | 1140.5408
| 1400.0768 | 1140.5408
| 1399.837 | 1140.5408
| 1399.5769 | 1140.5408
| 1399.3563 | 1140.5408
| 1399.0567 | 1140.5408
| 1398.8772 | 1140.5408
| 1398.7541 | 1140.5408
| 1398.3275 | 1140.5408
| 1398.0987 | 1140.5408
| 1397.9457 | 1140.5408
| 1397.815 | 1140.5408
| 1397.5564 | 1140.5408
| 1397.2986 | 1140.5408
| 1397.0524 | 1140.5408
| 1396.8855 | 1140.5408
| 1396.4617 | 1140.5408
| 1396.2202 | 1140.5408
| 1395.9773 | 1140.5408
| 1395.6987 | 1140.5408
| 1395.3668 | 1140.5408
| 1395.0618 | 1140.5408
| 1394.7317 | 1140.5408
| 1394.3651 | 1140.5408
| 1393.9505 | 1140.5408
| 1393.6823 | 1140.5408
| 1393.3414 | 1140.5408
| 1393.0516 | 1140.5408
| 1392.7806 | 1140.5408
| 1392.5509 | 1140.5408
| 1392.3394 | 1140.5408
| 1392.131 | 1140.5408
| 1391.8293 | 1140.5408
| 1391.4849 | 1140.5408
| 1391.0843 | 1140.5408
| 1390.8165 | 1140.5408
| 1390.5736 | 1140.5408
| 1390.3847 | 1140.5408
| 1390.1001 | 1140.5408
| 1389.8647 | 1140.5408
| 1389.4837 | 1140.5408
| 1389.1077 | 1140.5408
| 1388.7599 | 1140.5408
| 1388.5017 | 1140.5408
| 1388.1379 | 1140.5408
| 1387.8086 | 1140.5408
| 1387.5643 | 1140.5408
| 1387.1708 | 1140.5408
| 1387.0067 | 1140.5408
| 1386.8439 | 1140.5408
| 1386.4571 | 1140.5408
| 1386.2148 | 1140.5408
| 1385.9775 | 1140.5408
| 1385.7602 | 1140.5408
| 1385.4218 | 1140.5408
| 1385.2079 | 1140.5408
| 1384.9628 | 1140.5408
| 1384.6834 | 1140.5408
| 1384.2712 | 1140.5408
| 1383.9269 | 1140.5408
| 1383.7385 | 1140.5408
| 1383.3521 | 1140.5408
| 1383.154 | 1140.5408
| 1382.97 | 1140.5408
| 1382.7314 | 1140.5408
| 1382.4839 | 1140.5408
| 1382.1591 | 1140.5408
| 1381.8749 | 1140.5408
| 1381.6232 | 1140.5408
| 1381.2515 | 1140.5408
| 1381.0847 | 1140.5408
| 1380.8481 | 1140.5408
| 1380.6471 | 1140.5408
| 1380.4781 | 1140.5408
| 1380.3822 | 1140.5408
| 1380.1613 | 1140.5408
| 1379.9455 | 1140.5408
| 1379.7382 | 1140.5408
| 1379.3213 | 1140.5408
| 1379.0106 | 1140.5408
| 1378.8138 | 1140.5408
| 1378.5294 | 1140.5408
| 1378.3427 | 1140.5408
| 1378.1153 | 1140.5408
| 1377.8419 | 1140.5408
| 1377.6584 | 1140.5408
| 1377.5121 | 1140.5408
| 1377.2353 | 1140.5408
| 1377.0104 | 1140.5408
| 1376.7422 | 1140.5408
| 1376.5491 | 1140.5408
| 1376.2138 | 1140.5408
| 1375.744 | 1140.5408
| 1375.4711 | 1140.5408
| 1375.1915 | 1140.5408
| 1374.9716 | 1140.5408
| 1374.7725 | 1140.5408
| 1374.5628 | 1140.5408
| 1374.3377 | 1140.5408
| 1374.1302 | 1140.5408
| 1373.8984 | 1140.5408
| 1373.5531 | 1140.5408
| 1373.2433 | 1140.5408
| 1372.9834 | 1140.5408
| 1372.7917 | 1140.5408
| 1372.4048 | 1140.5408
| 1372.1772 | 1140.5408
| 1371.7805 | 1140.5408
| 1371.6191 | 1140.5408
| 1371.2484 | 1140.5408
| 1371.0025 | 1140.5408
| 1370.7503 | 1140.5408
| 1370.4611 | 1140.5408
| 1370.0916 | 1140.5408
| 1369.7506 | 1140.5408
| 1369.5298 | 1140.5408
| 1369.2492 | 1140.5408
| 1368.951 | 1140.5408
| 1368.6617 | 1140.5408
| 1368.4517 | 1140.5408
| 1368.2239 | 1140.5408
| 1367.9149 | 1140.5408
| 1367.7625 | 1140.5408
| 1367.529 | 1140.5408
| 1367.2964 | 1140.5408
| 1367.0032 | 1140.5408
| 1366.8171 | 1140.5408
| 1366.6273 | 1140.5408
| 1366.1596 | 1140.5408
| 1365.8299 | 1140.5408
| 1365.5685 | 1140.5408
| 1365.3571 | 1140.5408
| 1365.1796 | 1140.5408
| 1364.9346 | 1140.5408
| 1364.6324 | 1140.5408
| 1364.3899 | 1140.5408
| 1364.1862 | 1140.5408
| 1363.9513 | 1140.5408
| 1363.6915 | 1140.5408
| 1363.4346 | 1140.5408
| 1363.2983 | 1140.5408
| 1362.9485 | 1140.5408
| 1362.3699 | 1140.5408
| 1361.9892 | 1140.5408
| 1361.7196 | 1140.5408
| 1361.4162 | 1140.5408
| 1361.1226 | 1140.5408
| 1360.9439 | 1140.5408
| 1360.7654 | 1140.5408
| 1360.5525 | 1140.5408
| 1360.2697 | 1140.5408
| 1360.0623 | 1140.5408
| 1359.8195 | 1140.5408
| 1359.4551 | 1140.5408
| 1359.2738 | 1140.5408
| 1359.0164 | 1140.5408
| 1358.8194 | 1140.5408
| 1358.5503 | 1140.5408
| 1358.331 | 1140.5408
| 1358.0026 | 1140.5408
| 1357.798 | 1140.5408
| 1357.4558 | 1140.5408
| 1357.2417 | 1140.5408
| 1357.0573 | 1140.5408
| 1356.7541 | 1140.5408
| 1356.5146 | 1140.5408
| 1356.1802 | 1140.5408
| 1355.9785 | 1140.5408
| 1355.7576 | 1140.5408
| 1355.4275 | 1140.5408
| 1355.2178 | 1140.5408
| 1355.0706 | 1140.5408
| 1354.8776 | 1140.5408
| 1354.6023 | 1140.5408
| 1354.5169 | 1140.5408
| 1354.2433 | 1140.5408
| 1353.7098 | 1140.5408
| 1353.485 | 1140.5408
| 1353.2474 | 1140.5408
| 1353.0345 | 1140.5408
| 1352.7106 | 1140.5408
| 1352.4833 | 1140.5408
| 1352.0902 | 1140.5408
| 1351.9218 | 1140.5408
| 1351.4837 | 1140.5408
| 1351.2781 | 1140.5408
| 1351.0236 | 1140.5408
| 1350.7073 | 1140.5408
| 1350.4755 | 1140.5408
| 1350.3124 | 1140.5408
| 1350.0549 | 1140.5408
| 1349.813 | 1140.5408
| 1349.5702 | 1140.5408
| 1349.1669 | 1140.5408
| 1348.9445 | 1140.5408
| 1348.7723 | 1140.5408
| 1348.4365 | 1140.5408
| 1348.2832 | 1140.5408
| 1347.9958 | 1140.5408
| 1347.7861 | 1140.5408
| 1347.4757 | 1140.5408
| 1347.2297 | 1140.5408
| 1347.0768 | 1140.5408
| 1346.8102 | 1140.5408
| 1346.5541 | 1140.5408
| 1346.4486 | 1140.5408
| 1346.2082 | 1140.5408
| 1345.9415 | 1140.5408
| 1345.5189 | 1140.5408
| 1345.3336 | 1140.5408
| 1345.2134 | 1140.5408
| 1344.9142 | 1140.5408
| 1344.7273 | 1140.5408
| 1344.4862 | 1140.5408
| 1344.3026 | 1140.5408
| 1343.9666 | 1140.5408
| 1343.6877 | 1140.5408
| 1343.5255 | 1140.5408
| 1343.3304 | 1140.5408
| 1343.0794 | 1140.5408
| 1342.6461 | 1140.5408
| 1342.3421 | 1140.5408
| 1342.0212 | 1140.5408
| 1341.8989 | 1140.5408
| 1341.6327 | 1140.5408
| 1341.3747 | 1140.5408
| 1341.0749 | 1140.5408
| 1340.7721 | 1140.5408
| 1340.5927 | 1140.5408
| 1340.403 | 1140.5408
| 1340.2355 | 1140.5408
| 1339.9844 | 1140.5408
| 1339.7556 | 1140.5408
| 1339.34 | 1140.5408
| 1339.0112 | 1140.5408
| 1338.8141 | 1140.5408
| 1338.5504 | 1140.5408
| 1338.3862 | 1140.5408
| 1338.0041 | 1140.5408
| 1337.7774 | 1140.5408
| 1337.3506 | 1140.5408
| 1337.1026 | 1140.5408
| 1336.8849 | 1140.5408
| 1336.7459 | 1140.5408
| 1336.3976 | 1140.5408
| 1336.136 | 1140.5408
| 1335.6734 | 1140.5408
| 1335.3992 | 1140.5408
| 1335.0118 | 1140.5408
| 1334.7766 | 1140.5408
| 1334.5305 | 1140.5408
| 1334.2105 | 1140.5408
| 1334.0367 | 1140.5408
| 1333.8259 | 1140.5408
| 1333.3931 | 1140.5408
| 1332.9784 | 1140.5408
| 1332.7055 | 1140.5408
| 1332.4168 | 1140.5408
| 1332.1168 | 1140.5408
| 1331.8572 | 1140.5408
| 1331.6984 | 1140.5408
| 1331.3587 | 1140.5408
| 1331.0638 | 1140.5408
| 1330.8978 | 1140.5408
| 1330.6956 | 1140.5408
| 1330.4099 | 1140.5408
| 1329.9812 | 1140.5408
| 1329.6652 | 1140.5408
| 1329.4261 | 1140.5408
| 1329.1434 | 1140.5408
| 1328.9124 | 1140.5408
| 1328.5807 | 1140.5408
| 1328.3641 | 1140.5408
| 1328.0795 | 1140.5408
| 1327.7031 | 1140.5408
| 1327.4274 | 1140.5408
| 1327.052 | 1140.5408
| 1326.7589 | 1140.5408
| 1326.3983 | 1140.5408
| 1326.2007 | 1140.5408
| 1325.9279 | 1140.5408
| 1325.6119 | 1140.5408
| 1325.413 | 1140.5408
| 1325.1177 | 1140.5408
| 1324.9465 | 1140.5408
| 1324.6502 | 1140.5408
| 1324.4651 | 1140.5408
| 1324.1941 | 1140.5408
| 1323.9358 | 1140.5408
| 1323.6041 | 1140.5408
| 1323.4292 | 1140.5408
| 1323.2356 | 1140.5408
| 1323.0827 | 1140.5408
| 1322.9204 | 1140.5408
| 1322.6323 | 1140.5408
| 1322.1795 | 1140.5408
| 1321.8795 | 1140.5408
| 1321.7733 | 1140.5408
| 1321.4449 | 1140.5408
| 1321.1508 | 1140.5408
| 1320.918 | 1140.5408
| 1320.6318 | 1140.5408
| 1320.3606 | 1140.5408
| 1319.9878 | 1140.5408
| 1319.7812 | 1140.5408
| 1319.4234 | 1140.5408
| 1319.198 | 1140.5408
| 1319.0534 | 1140.5408
| 1318.6908 | 1140.5408
| 1318.4158 | 1140.5408
| 1318.2564 | 1140.5408
| 1318.0009 | 1140.5408
| 1317.7402 | 1140.5408
| 1317.5086 | 1140.5408
| 1317.164 | 1140.5408
| 1316.8871 | 1140.5408
| 1316.6944 | 1140.5408
| 1316.4544 | 1140.5408
| 1316.2416 | 1140.5408
| 1316.0417 | 1140.5408
| 1315.6583 | 1140.5408
| 1315.3736 | 1140.5408
| 1315.119 | 1140.5408
| 1314.9327 | 1140.5408
| 1314.6765 | 1140.5408
| 1314.4912 | 1140.5408
| 1314.2107 | 1140.5408
| 1313.8206 | 1140.5408
| 1313.5605 | 1140.5408
| 1313.3142 | 1140.5408
| 1313.0974 | 1140.5408
| 1312.7898 | 1140.5408
| 1312.3898 | 1140.5408
| 1312.0499 | 1140.5408
| 1311.7888 | 1140.5408
| 1311.4874 | 1140.5408
| 1311.2612 | 1140.5408
| 1310.8861 | 1140.5408
| 1310.7019 | 1140.5408
| 1310.4784 | 1140.5408
| 1310.1539 | 1140.5408
| 1309.9232 | 1140.5408
| 1309.6055 | 1140.5408
| 1309.3377 | 1140.5408
| 1309.082 | 1140.5408
| 1308.844 | 1140.5408
| 1308.5415 | 1140.5408
| 1308.2388 | 1140.5408
| 1307.9866 | 1140.5408
| 1307.7974 | 1140.5408
| 1307.4972 | 1140.5408
| 1307.1845 | 1140.5408
| 1306.9106 | 1140.5408
| 1306.5358 | 1140.5408
| 1306.3096 | 1140.5408
| 1306.1121 | 1140.5408
| 1305.873 | 1140.5408
| 1305.5481 | 1140.5408
| 1305.2618 | 1140.5408
| 1305.0233 | 1140.5408
| 1304.7401 | 1140.5408
| 1304.5573 | 1140.5408
| 1304.3633 | 1140.5408
| 1304.1368 | 1140.5408
| 1303.9047 | 1140.5408
| 1303.6485 | 1140.5408
| 1303.3866 | 1140.5408
| 1303.0489 | 1140.5408
| 1302.7109 | 1140.5408
| 1302.4667 | 1140.5408
| 1302.2493 | 1140.5408
| 1301.9706 | 1140.5408
| 1301.7193 | 1140.5408
| 1301.4356 | 1140.5408
| 1301.1542 | 1140.5408
| 1300.9811 | 1140.5408
| 1300.752 | 1140.5408
| 1300.5546 | 1140.5408
| 1300.1626 | 1140.5408
| 1299.808 | 1140.5408
| 1299.6411 | 1140.5408
| 1299.2699 | 1140.5408
| 1299.0904 | 1140.5408
| 1298.7246 | 1140.5408
| 1298.5062 | 1140.5408
| 1298.1836 | 1140.5408
| 1297.9622 | 1140.5408
| 1297.6209 | 1140.5408
| 1297.3648 | 1140.5408
| 1297.1616 | 1140.5408
| 1296.902 | 1140.5408
| 1296.6943 | 1140.5408
| 1296.4751 | 1140.5408
| 1296.0901 | 1140.5408
| 1295.8867 | 1140.5408
| 1295.6961 | 1140.5408
| 1295.567 | 1140.5408
| 1295.2586 | 1140.5408
| 1294.9775 | 1140.5408
| 1294.7912 | 1140.5408
| 1294.5832 | 1140.5408
| 1294.301 | 1140.5408
| 1294.1058 | 1140.5408
| 1293.8091 | 1140.5408
| 1293.4992 | 1140.5408
| 1293.2551 | 1140.5408
| 1292.915 | 1140.5408
| 1292.6665 | 1140.5408
| 1292.4965 | 1140.5408
| 1292.1994 | 1140.5408
| 1291.814 | 1140.5408
| 1291.6102 | 1140.5408
| 1291.4228 | 1140.5408
| 1291.1474 | 1140.5408
| 1290.8461 | 1140.5408
| 1290.5579 | 1140.5408
| 1290.3196 | 1140.5408
| 1290.0426 | 1140.5408
| 1289.7434 | 1140.5408
| 1289.5568 | 1140.5408
| 1289.1982 | 1140.5408
| 1288.8922 | 1140.5408
| 1288.7548 | 1140.5408
| 1288.5035 | 1140.5408
| 1288.3123 | 1140.5408
| 1287.9884 | 1140.5408
| 1287.8085 | 1140.5408
| 1287.6053 | 1140.5408
| 1287.3729 | 1140.5408
| 1287.0806 | 1140.5408
| 1286.596 | 1140.5408
| 1286.3696 | 1140.5408
| 1286.1456 | 1140.5408
| 1286.0364 | 1140.5408
| 1285.7627 | 1140.5408
| 1285.5505 | 1140.5408
| 1285.2313 | 1140.5408
| 1285.0363 | 1140.5408
| 1284.6419 | 1140.5408
| 1284.5169 | 1140.5408
| 1284.1377 | 1140.5408
| 1283.9694 | 1140.5408
| 1283.6953 | 1140.5408
| 1283.3671 | 1140.5408
| 1283.1188 | 1140.5408
| 1282.9179 | 1140.5408
| 1282.6977 | 1140.5408
| 1282.4124 | 1140.5408
| 1282.2081 | 1140.5408
| 1282.0065 | 1140.5408
| 1281.7199 | 1140.5408
| 1281.5228 | 1140.5408
| 1281.2765 | 1140.5408
| 1281.0302 | 1140.5408
| 1280.7296 | 1140.5408
| 1280.3208 | 1140.5408
| 1280.0534 | 1140.5408
| 1279.8062 | 1140.5408
| 1279.6462 | 1140.5408
| 1279.3854 | 1140.5408
| 1279.2295 | 1140.5408
| 1278.8698 | 1140.5408
| 1278.5302 | 1140.5408
| 1278.2539 | 1140.5408
| 1278.0551 | 1140.5408
| 1277.7571 | 1140.5408
| 1277.5348 | 1140.5408
| 1277.3165 | 1140.5408
| 1276.926 | 1140.5408
| 1276.6782 | 1140.5408
| 1276.4553 | 1140.5408
| 1276.1348 | 1140.5408
| 1275.7308 | 1140.5408
| 1275.521 | 1140.5408
| 1275.1348 | 1140.5408
| 1274.7761 | 1140.5408
| 1274.4924 | 1140.5408
| 1274.225 | 1140.5408
| 1273.9946 | 1140.5408
| 1273.6902 | 1140.5408
| 1273.4254 | 1140.5408
| 1273.088 | 1140.5408
| 1272.7845 | 1140.5408
| 1272.4034 | 1140.5408
| 1272.1812 | 1140.5408
| 1271.8135 | 1140.5408
| 1271.5328 | 1140.5408
| 1271.2912 | 1140.5408
| 1271.0255 | 1140.5408
| 1270.7557 | 1140.5408
| 1270.5543 | 1140.5408
| 1270.2981 | 1140.5408
| 1270.0846 | 1140.5408
| 1269.8557 | 1140.5408
| 1269.4776 | 1140.5408
| 1269.2536 | 1140.5408
| 1268.9575 | 1140.5408
| 1268.6464 | 1140.5408
| 1268.394 | 1140.5408
| 1268.0595 | 1140.5408
| 1267.8425 | 1140.5408
| 1267.6219 | 1140.5408
| 1267.2682 | 1140.5408
| 1266.9827 | 1140.5408
| 1266.7138 | 1140.5408
| 1266.36 | 1140.5408
| 1266.1882 | 1140.5408
| 1265.9805 | 1140.5408
| 1265.8014 | 1140.5408
| 1265.4546 | 1140.5408
| 1265.2584 | 1140.5408
| 1265.0418 | 1140.5408
| 1264.7117 | 1140.5408
| 1264.4101 | 1140.5408
| 1264.1824 | 1140.5408
| 1263.8626 | 1140.5408
| 1263.6 | 1140.5408
| 1263.3062 | 1140.5408
| 1263.1069 | 1140.5408
| 1262.7723 | 1140.5408
| 1262.4356 | 1140.5408
| 1262.2005 | 1140.5408
| 1261.7608 | 1140.5408
| 1261.4512 | 1140.5408
| 1261.1426 | 1140.5408
| 1260.8444 | 1140.5408
| 1260.67 | 1140.5408
| 1260.2858 | 1140.5408
| 1260.0742 | 1140.5408
| 1259.7777 | 1140.5408
| 1259.5055 | 1140.5408
| 1259.307 | 1140.5408
| 1259.1237 | 1140.5408
| 1258.888 | 1140.5408
| 1258.5947 | 1140.5408
| 1258.3195 | 1140.5408
| 1257.9979 | 1140.5408
| 1257.723 | 1140.5408
| 1257.5237 | 1140.5408
| 1257.3895 | 1140.5408
| 1257.1351 | 1140.5408
| 1256.9529 | 1140.5408
| 1256.6236 | 1140.5408
| 1256.2656 | 1140.5408
| 1256.1209 | 1140.5408
| 1255.9254 | 1140.5408
| 1255.8028 | 1140.5408
| 1255.6326 | 1140.5408
| 1255.4126 | 1140.5408
| 1255.2445 | 1140.5408
| 1254.9127 | 1140.5408
| 1254.5744 | 1140.5408
| 1254.2463 | 1140.5408
| 1254.0057 | 1140.5408
| 1253.6091 | 1140.5408
| 1253.3219 | 1140.5408
| 1253.0708 | 1140.5408
| 1252.8213 | 1140.5408
| 1252.5012 | 1140.5408
| 1252.1473 | 1140.5408
| 1252.0036 | 1140.5408
| 1251.6573 | 1140.5408
| 1251.2159 | 1140.5408
| 1251.0318 | 1140.5408
| 1250.6992 | 1140.5408
| 1250.2824 | 1140.5408
| 1250.0329 | 1140.5408
| 1249.5256 | 1140.5408
| 1249.2515 | 1140.5408
| 1249.0218 | 1140.5408
| 1248.7011 | 1140.5408
| 1248.3657 | 1140.5408
| 1248.2039 | 1140.5408
| 1247.991 | 1140.5408
| 1247.7586 | 1140.5408
| 1247.4498 | 1140.5408
| 1247.2149 | 1140.5408
| 1247.0069 | 1140.5408
| 1246.8437 | 1140.5408
| 1246.5424 | 1140.5408
| 1246.2086 | 1140.5408
| 1245.975 | 1140.5408
| 1245.5691 | 1140.5408
| 1245.2425 | 1140.5408
| 1244.7954 | 1140.5408
| 1244.6713 | 1140.5408
| 1244.3455 | 1140.5408
| 1244.0892 | 1140.5408
| 1243.7667 | 1140.5408
| 1243.5557 | 1140.5408
| 1243.3197 | 1140.5408
| 1243.0655 | 1140.5408
| 1242.7168 | 1140.5408
| 1242.5159 | 1140.5408
| 1242.1975 | 1140.5408
| 1241.944 | 1140.5408
| 1241.7416 | 1140.5408
| 1241.4589 | 1140.5408
| 1241.107 | 1140.5408
| 1240.887 | 1140.5408
| 1240.7146 | 1140.5408
| 1240.3775 | 1140.5408
| 1240.1601 | 1140.5408
| 1239.8572 | 1140.5408
| 1239.5302 | 1140.5408
| 1239.2668 | 1140.5408
| 1239.1061 | 1140.5408
| 1238.7418 | 1140.5408
| 1238.5117 | 1140.5408
| 1238.1103 | 1140.5408
| 1237.8584 | 1140.5408
| 1237.7055 | 1140.5408
| 1237.4492 | 1140.5408
| 1237.1571 | 1140.5408
| 1236.9973 | 1140.5408
| 1236.7213 | 1140.5408
| 1236.4038 | 1140.5408
| 1236.1492 | 1140.5408
| 1235.8251 | 1140.5408
| 1235.4786 | 1140.5408
| 1235.121 | 1140.5408
| 1234.7897 | 1140.5408
| 1234.4961 | 1140.5408
| 1234.1901 | 1140.5408
| 1233.945 | 1140.5408
| 1233.7491 | 1140.5408
| 1233.512 | 1140.5408
| 1233.223 | 1140.5408
| 1232.9158 | 1140.5408
| 1232.5877 | 1140.5408
| 1232.3543 | 1140.5408
| 1232.1176 | 1140.5408
| 1231.8813 | 1140.5408
| 1231.5479 | 1140.5408
| 1231.2169 | 1140.5408
| 1230.8187 | 1140.5408
| 1230.5058 | 1140.5408
| 1230.2612 | 1140.5408
| 1230.0644 | 1140.5408
| 1229.8189 | 1140.5408
| 1229.4372 | 1140.5408
| 1229.1969 | 1140.5408
| 1229.0403 | 1140.5408
| 1228.8425 | 1140.5408
| 1228.5251 | 1140.5408
| 1228.19 | 1140.5408
| 1227.966 | 1140.5408
| 1227.7208 | 1140.5408
| 1227.4296 | 1140.5408
| 1227.2859 | 1140.5408
| 1227.0331 | 1140.5408
| 1226.7241 | 1140.5408
| 1226.5111 | 1140.5408
| 1226.3017 | 1140.5408
| 1225.993 | 1140.5408
| 1225.8682 | 1140.5408
| 1225.6934 | 1140.5408
| 1225.4407 | 1140.5408
| 1224.9694 | 1140.5408
| 1224.7467 | 1140.5408
| 1224.4428 | 1140.5408
| 1224.2279 | 1140.5408
| 1223.8724 | 1140.5408
| 1223.5332 | 1140.5408
| 1223.1575 | 1140.5408
| 1222.9238 | 1140.5408
| 1222.7291 | 1140.5408
| 1222.4899 | 1140.5408
| 1222.2965 | 1140.5408
| 1222.0347 | 1140.5408
| 1221.7963 | 1140.5408
| 1221.4995 | 1140.5408
| 1221.0629 | 1140.5408
| 1220.8155 | 1140.5408
| 1220.4307 | 1140.5408
| 1220.0111 | 1140.5408
| 1219.6309 | 1140.5408
| 1219.4076 | 1140.5408
| 1219.0006 | 1140.5408
| 1218.681 | 1140.5408
| 1218.4944 | 1140.5408
| 1218.2226 | 1140.5408
| 1218.0154 | 1140.5408
| 1217.7791 | 1140.5408
| 1217.4288 | 1140.5408
| 1217.1626 | 1140.5408
| 1216.7562 | 1140.5408
| 1216.6011 | 1140.5408
| 1216.383 | 1140.5408
| 1216.1418 | 1140.5408
| 1215.9322 | 1140.5408
| 1215.546 | 1140.5408
| 1215.2851 | 1140.5408
| 1215.0701 | 1140.5408
| 1214.9146 | 1140.5408
| 1214.7287 | 1140.5408
| 1214.3144 | 1140.5408
| 1214.0232 | 1140.5408
| 1213.7683 | 1140.5408
| 1213.5501 | 1140.5408
| 1213.4076 | 1140.5408
| 1213.0401 | 1140.5408
| 1212.7079 | 1140.5408
| 1212.459 | 1140.5408
| 1212.1934 | 1140.5408
| 1211.9905 | 1140.5408
| 1211.7508 | 1140.5408
| 1211.4795 | 1140.5408
| 1210.98 | 1140.5408
| 1210.804 | 1140.5408
| 1210.311 | 1140.5408
| 1210.1357 | 1140.5408
| 1209.8849 | 1140.5408
| 1209.7519 | 1140.5408
| 1209.4773 | 1140.5408
| 1209.1264 | 1140.5408
| 1208.8024 | 1140.5408
| 1208.5899 | 1140.5408
| 1208.3607 | 1140.5408
| 1207.9761 | 1140.5408
| 1207.7422 | 1140.5408
| 1207.5146 | 1140.5408
| 1207.2012 | 1140.5408
| 1206.8856 | 1140.5408
| 1206.5773 | 1140.5408
| 1206.1522 | 1140.5408
| 1205.8086 | 1140.5408
| 1205.4931 | 1140.5408
| 1205.3121 | 1140.5408
| 1204.9637 | 1140.5408
| 1204.68 | 1140.5408
| 1204.4582 | 1140.5408
| 1204.227 | 1140.5408
| 1203.9177 | 1140.5408
| 1203.5958 | 1140.5408
| 1203.3444 | 1140.5408
| 1203.0318 | 1140.5408
| 1202.7694 | 1140.5408
| 1202.3961 | 1140.5408
| 1202.1593 | 1140.5408
| 1201.8665 | 1140.5408
| 1201.4467 | 1140.5408
| 1201.1452 | 1140.5408
| 1201.028 | 1140.5408
| 1200.7341 | 1140.5408
| 1200.5832 | 1140.5408
| 1200.1576 | 1140.5408
| 1199.8216 | 1140.5408
| 1199.4972 | 1140.5408
| 1199.2876 | 1140.5408
| 1199.0105 | 1140.5408
| 1198.8157 | 1140.5408
| 1198.617 | 1140.5408
| 1198.3386 | 1140.5408
| 1198.1524 | 1140.5408
| 1197.8436 | 1140.5408
| 1197.4492 | 1140.5408
| 1197.2401 | 1140.5408
| 1196.857 | 1140.5408
| 1196.5668 | 1140.5408
| 1196.2189 | 1140.5408
| 1195.8281 | 1140.5408
| 1195.508 | 1140.5408
| 1195.229 | 1140.5408
| 1194.9309 | 1140.5408
| 1194.6363 | 1140.5408
| 1194.3277 | 1140.5408
| 1194.0627 | 1140.5408
| 1193.7777 | 1140.5408
| 1193.5868 | 1140.5408
| 1193.4208 | 1140.5408
| 1193.1138 | 1140.5408
| 1192.6511 | 1140.5408
| 1192.4183 | 1140.5408
| 1192.1851 | 1140.5408
| 1191.9258 | 1140.5408
| 1191.6036 | 1140.5408
| 1191.1162 | 1140.5408
| 1190.9203 | 1140.5408
| 1190.5805 | 1140.5408
| 1190.4021 | 1140.5408
| 1190.28 | 1140.5408
| 1190.1099 | 1140.5408
| 1189.843 | 1140.5408
| 1189.5444 | 1140.5408
| 1189.3976 | 1140.5408
| 1189.0726 | 1140.5408
| 1188.8357 | 1140.5408
| 1188.5838 | 1140.5408
| 1188.3363 | 1140.5408
| 1188.0045 | 1140.5408
| 1187.6745 | 1140.5408
| 1187.4778 | 1140.5408
| 1186.9869 | 1140.5408
| 1186.5372 | 1140.5408
| 1186.2349 | 1140.5408
| 1185.9105 | 1140.5408
| 1185.7176 | 1140.5408
| 1185.3571 | 1140.5408
| 1184.9488 | 1140.5408
| 1184.7489 | 1140.5408
| 1184.4935 | 1140.5408
| 1184.3115 | 1140.5408
| 1183.9923 | 1140.5408
| 1183.8697 | 1140.5408
| 1183.6409 | 1140.5408
| 1183.4768 | 1140.5408
| 1183.2568 | 1140.5408
| 1182.9715 | 1140.5408
| 1182.6714 | 1140.5408
| 1182.4974 | 1140.5408
| 1182.196 | 1140.5408
| 1181.8742 | 1140.5408
| 1181.4935 | 1140.5408
| 1181.1134 | 1140.5408
| 1180.7696 | 1140.5408
| 1180.5933 | 1140.5408
| 1180.2455 | 1140.5408
| 1179.9746 | 1140.5408
| 1179.6831 | 1140.5408
| 1179.4108 | 1140.5408
| 1179.1197 | 1140.5408
| 1178.8904 | 1140.5408
| 1178.605 | 1140.5408
| 1178.3294 | 1140.5408
| 1178.0964 | 1140.5408
| 1177.8241 | 1140.5408
| 1177.4407 | 1140.5408
| 1176.9968 | 1140.5408
| 1176.7044 | 1140.5408
| 1176.4603 | 1140.5408
| 1176.1417 | 1140.5408
| 1175.8 | 1140.5408
| 1175.5671 | 1140.5408
| 1175.1192 | 1140.5408
| 1174.7969 | 1140.5408
| 1174.4907 | 1140.5408
| 1174.0728 | 1140.5408
| 1173.8131 | 1140.5408
| 1173.523 | 1140.5408
| 1173.1916 | 1140.5408
| 1172.91 | 1140.5408
| 1172.6903 | 1140.5408
| 1172.39 | 1140.5408
| 1171.9533 | 1140.5408
| 1171.6606 | 1140.5408
| 1171.3403 | 1140.5408
| 1171.0577 | 1140.5408
| 1170.7087 | 1140.5408
| 1170.4821 | 1140.5408
| 1170.2148 | 1140.5408
| 1169.8242 | 1140.5408
| 1169.5306 | 1140.5408
| 1169.1476 | 1140.5408
| 1168.8874 | 1140.5408
| 1168.6829 | 1140.5408
| 1168.5265 | 1140.5408
| 1168.3734 | 1140.5408
| 1168.1937 | 1140.5408
| 1167.9096 | 1140.5408
| 1167.7278 | 1140.5408
| 1167.4801 | 1140.5408
| 1167.2632 | 1140.5408
| 1167.1345 | 1140.5408
| 1166.7689 | 1140.5408
| 1166.4294 | 1140.5408
| 1166.1364 | 1140.5408
| 1165.9416 | 1140.5408
| 1165.7133 | 1140.5408
| 1165.5074 | 1140.5408
| 1165.3229 | 1140.5408
| 1165.0599 | 1140.5408
| 1164.7499 | 1140.5408
| 1164.4908 | 1140.5408
| 1164.3144 | 1140.5408
| 1163.9707 | 1140.5408
| 1163.6878 | 1140.5408
| 1163.4821 | 1140.5408
| 1163.1887 | 1140.5408
| 1162.8691 | 1140.5408
| 1162.5859 | 1140.5408
| 1162.2884 | 1140.5408
| 1162.0622 | 1140.5408
| 1161.8519 | 1140.5408
| 1161.5961 | 1140.5408
| 1161.4194 | 1140.5408
| 1161.1463 | 1140.5408
| 1160.5954 | 1140.5408
| 1160.4467 | 1140.5408
| 1160.2078 | 1140.5408
| 1159.8288 | 1140.5408
| 1159.6233 | 1140.5408
| 1159.2884 | 1140.5408
| 1158.9445 | 1140.5408
| 1158.7653 | 1140.5408
| 1158.4034 | 1140.5408
| 1158.0953 | 1140.5408
| 1157.5895 | 1140.5408
| 1157.4175 | 1140.5408
| 1157.1337 | 1140.5408
| 1156.7029 | 1140.5408
| 1156.4462 | 1140.5408
| 1156.0441 | 1140.5408
| 1155.8104 | 1140.5408
| 1155.6018 | 1140.5408
| 1155.3185 | 1140.5408
| 1155.1377 | 1140.5408
| 1154.7673 | 1140.5408
| 1154.5305 | 1140.5408
| 1154.296 | 1140.5408
| 1154.0547 | 1140.5408
| 1153.8529 | 1140.5408
| 1153.4977 | 1140.5408
| 1153.2451 | 1140.5408
| 1153.0282 | 1140.5408
| 1152.8068 | 1140.5408
| 1152.5999 | 1140.5408
| 1152.1706 | 1140.5408
| 1151.9568 | 1140.5408
| 1151.6227 | 1140.5408
| 1151.3815 | 1140.5408
| 1151.1029 | 1140.5408
| 1150.8315 | 1140.5408
| 1150.5555 | 1140.5408
| 1150.3047 | 1140.5408
| 1150.1014 | 1140.5408
| 1149.8391 | 1140.5408
| 1149.5222 | 1140.5408
| 1149.3383 | 1140.5408
| 1148.9425 | 1140.5408
| 1148.7186 | 1140.5408
| 1148.469 | 1140.5408
| 1148.0843 | 1140.5408
| 1147.7385 | 1140.5408
| 1147.3945 | 1140.5408
| 1147.2679 | 1140.5408
| 1147.025 | 1140.5408
| 1146.7827 | 1140.5408
| 1146.4428 | 1140.5408
| 1146.124 | 1140.5408
| 1145.9532 | 1140.5408
| 1145.6923 | 1140.5408
| 1145.4587 | 1140.5408
| 1145.2366 | 1140.5408
| 1144.9896 | 1140.5408
| 1144.7498 | 1140.5408
| 1144.4306 | 1140.5408
| 1144.2275 | 1140.5408
| 1143.9492 | 1140.5408
| 1143.7602 | 1140.5408
| 1143.5511 | 1140.5408
| 1143.1389 | 1140.5408
| 1142.9832 | 1140.5408
| 1142.7439 | 1140.5408
| 1142.4434 | 1140.5408
| 1142.2017 | 1140.5408
| 1141.8364 | 1140.5408
| 1141.5177 | 1140.5408
| 1141.1681 | 1140.5408
| 1140.9093 | 1140.5408
| 1140.7362 | 1140.5408
| 1140.4607 | 1140.5408
| 1140.171 | 1140.5408
| 1139.8626 | 1140.5408
| 1139.6235 | 1140.5408
| 1139.3301 | 1140.5408
| 1139.1636 | 1140.5408
| 1138.9172 | 1140.5408
| 1138.7468 | 1140.5408
| 1138.567 | 1140.5408
| 1138.4007 | 1140.5408
| 1138.098 | 1140.5408
| 1137.7873 | 1140.5408
| 1137.5431 | 1140.5408
| 1137.2449 | 1140.5408
| 1136.8982 | 1140.5408
| 1136.6232 | 1140.5408
| 1136.2271 | 1140.5408
| 1135.989 | 1140.5408
| 1135.8138 | 1140.5408
| 1135.5796 | 1140.5408
| 1135.4269 | 1140.5408
| 1135.1714 | 1140.5408
| 1134.8941 | 1140.5408
| 1134.6562 | 1140.5408
| 1134.3935 | 1140.5408
| 1134.0176 | 1140.5408
| 1133.789 | 1140.5408
| 1133.5769 | 1140.5408
| 1133.3272 | 1140.5408
| 1133.0406 | 1140.5408
| 1132.7871 | 1140.5408
| 1132.5255 | 1140.5408
| 1132.2351 | 1140.5408
| 1131.869 | 1140.5408
| 1131.5596 | 1140.5408
| 1131.1957 | 1140.5408
| 1130.9265 | 1140.5408
| 1130.6776 | 1140.5408
| 1130.369 | 1140.5408
| 1130.1931 | 1140.5408
| 1129.6476 | 1140.5408
| 1129.3139 | 1140.5408
| 1129.0952 | 1140.5408
| 1128.9394 | 1140.5408
| 1128.7955 | 1140.5408
| 1128.5092 | 1140.5408
| 1128.3148 | 1140.5408
| 1128.0657 | 1140.5408
| 1127.7662 | 1140.5408
| 1127.5352 | 1140.5408
| 1127.2391 | 1140.5408
| 1126.8876 | 1140.5408
| 1126.672 | 1140.5408
| 1126.4691 | 1140.5408
| 1126.3044 | 1140.5408
| 1126.095 | 1140.5408
| 1125.8402 | 1140.5408
| 1125.5522 | 1140.5408
| 1125.3347 | 1140.5408
| 1124.9536 | 1140.5408
| 1124.7629 | 1140.5408
| 1124.317 | 1140.5408
| 1124.0624 | 1140.5408
| 1123.8845 | 1140.5408
| 1123.6463 | 1140.5408
| 1123.3982 | 1140.5408
| 1123.0146 | 1140.5408
| 1122.7989 | 1140.5408
| 1122.5592 | 1140.5408
| 1122.3783 | 1140.5408
| 1122.1646 | 1140.5408
| 1121.8872 | 1140.5408
| 1121.4966 | 1140.5408
| 1121.3626 | 1140.5408
| 1121.0311 | 1140.5408
| 1120.7943 | 1140.5408
| 1120.5799 | 1140.5408
| 1120.3201 | 1140.5408
| 1120.0804 | 1140.5408
| 1119.8235 | 1140.5408
| 1119.544 | 1140.5408
| 1119.1415 | 1140.5408
| 1118.7793 | 1140.5408
| 1118.4611 | 1140.5408
| 1118.234 | 1140.5408
| 1118.0275 | 1140.5408
| 1117.6108 | 1140.5408
| 1117.3701 | 1140.5408
| 1116.8934 | 1140.5408
| 1116.6679 | 1140.5408
| 1116.4409 | 1140.5408
| 1116.2698 | 1140.5408
| 1115.7612 | 1140.5408
| 1115.537 | 1140.5408
| 1115.3055 | 1140.5408
| 1115.1617 | 1140.5408
| 1114.9233 | 1140.5408
| 1114.6606 | 1140.5408
| 1114.5146 | 1140.5408
| 1114.1895 | 1140.5408
| 1113.9758 | 1140.5408
| 1113.7707 | 1140.5408
| 1113.5348 | 1140.5408
| 1113.2703 | 1140.5408
| 1112.9297 | 1140.5408
| 1112.6448 | 1140.5408
| 1112.2808 | 1140.5408
| 1111.7898 | 1140.5408
| 1111.5614 | 1140.5408
| 1111.4 | 1140.5408
| 1111.1619 | 1140.5408
| 1110.8051 | 1140.5408
| 1110.4573 | 1140.5408
| 1110.1129 | 1140.5408
| 1109.8916 | 1140.5408
| 1109.6944 | 1140.5408
| 1109.4436 | 1140.5408
| 1109.1862 | 1140.5408
| 1109.0131 | 1140.5408
| 1108.8781 | 1140.5408
| 1108.6046 | 1140.5408
| 1108.355 | 1140.5408
| 1108.1372 | 1140.5408
| 1107.8797 | 1140.5408
| 1107.4774 | 1140.5408
| 1107.1602 | 1140.5408
| 1106.8668 | 1140.5408
| 1106.6619 | 1140.5408
| 1106.3788 | 1140.5408
| 1106.0471 | 1140.5408
| 1105.8432 | 1140.5408
| 1105.5955 | 1140.5408
| 1105.4447 | 1140.5408
| 1105.2102 | 1140.5408
| 1104.9627 | 1140.5408
| 1104.7794 | 1140.5408
| 1104.5518 | 1140.5408
| 1104.4068 | 1140.5408
| 1104.2821 | 1140.5408
| 1104.0039 | 1140.5408
| 1103.7582 | 1140.5408
| 1103.4859 | 1140.5408
| 1103.2268 | 1140.5408
| 1103.0575 | 1140.5408
| 1102.7602 | 1140.5408
| 1102.5292 | 1140.5408
| 1102.1532 | 1140.5408
| 1101.9606 | 1140.5408
| 1101.7629 | 1140.5408
| 1101.5387 | 1140.5408
| 1101.2276 | 1140.5408
| 1100.894 | 1140.5408
| 1100.6909 | 1140.5408
| 1100.3168 | 1140.5408
| 1100.1552 | 1140.5408
| 1099.8381 | 1140.5408
| 1099.6301 | 1140.5408
| 1099.3976 | 1140.5408
| 1099.038 | 1140.5408
| 1098.7834 | 1140.5408
| 1098.4354 | 1140.5408
| 1098.0949 | 1140.5408
| 1097.7462 | 1140.5408
| 1097.3886 | 1140.5408
| 1097.1187 | 1140.5408
| 1096.873 | 1140.5408
| 1096.5526 | 1140.5408
| 1096.2961 | 1140.5408
| 1095.9549 | 1140.5408
| 1095.7321 | 1140.5408
| 1095.472 | 1140.5408
| 1095.2203 | 1140.5408
| 1094.7634 | 1140.5408
| 1094.5192 | 1140.5408
| 1094.179 | 1140.5408
| 1093.9185 | 1140.5408
| 1093.5121 | 1140.5408
| 1093.32 | 1140.5408
| 1092.9786 | 1140.5408
| 1092.6994 | 1140.5408
| 1092.3672 | 1140.5408
| 1092.1638 | 1140.5408
| 1091.8857 | 1140.5408
| 1091.5871 | 1140.5408
| 1091.0792 | 1140.5408
| 1090.7374 | 1140.5408
| 1090.4429 | 1140.5408
| 1090.1142 | 1140.5408
| 1089.864 | 1140.5408
| 1089.5119 | 1140.5408
| 1089.1179 | 1140.5408
| 1088.9544 | 1140.5408
| 1088.6638 | 1140.5408
| 1088.344 | 1140.5408
| 1088.1125 | 1140.5408
| 1087.8958 | 1140.5408
| 1087.5304 | 1140.5408
| 1087.3124 | 1140.5408
| 1087.1068 | 1140.5408
| 1086.7977 | 1140.5408
| 1086.4853 | 1140.5408
| 1086.128 | 1140.5408
| 1085.8166 | 1140.5408
| 1085.4574 | 1140.5408
| 1085.2505 | 1140.5408
| 1085.0603 | 1140.5408
| 1084.8125 | 1140.5408
| 1084.3978 | 1140.5408
| 1084.1768 | 1140.5408
| 1083.8991 | 1140.5408
| 1083.5619 | 1140.5408
| 1083.3158 | 1140.5408
| 1082.9791 | 1140.5408
| 1082.7888 | 1140.5408
| 1082.4841 | 1140.5408
| 1081.9945 | 1140.5408
| 1081.7068 | 1140.5408
| 1081.4835 | 1140.5408
| 1080.9843 | 1140.5408
| 1080.6133 | 1140.5408
| 1080.2513 | 1140.5408
| 1079.979 | 1140.5408
| 1079.6676 | 1140.5408
| 1079.381 | 1140.5408
| 1079.0633 | 1140.5408
| 1078.7965 | 1140.5408
| 1078.4602 | 1140.5408
| 1078.1622 | 1140.5408
| 1077.7722 | 1140.5408
| 1077.4124 | 1140.5408
| 1077.1745 | 1140.5408
| 1077.0195 | 1140.5408
| 1076.8653 | 1140.5408
| 1076.4826 | 1140.5408
| 1076.2695 | 1140.5408
| 1076.0531 | 1140.5408
| 1075.7835 | 1140.5408
| 1075.4925 | 1140.5408
| 1074.8893 | 1140.5408
| 1074.4173 | 1140.5408
| 1074.2346 | 1140.5408
| 1073.9544 | 1140.5408
| 1073.8122 | 1140.5408
| 1073.4845 | 1140.5408
| 1073.2166 | 1140.5408
| 1072.8252 | 1140.5408
| 1072.6092 | 1140.5408
| 1072.2961 | 1140.5408
| 1071.9907 | 1140.5408
| 1071.6447 | 1140.5408
| 1071.4663 | 1140.5408
| 1071.2003 | 1140.5408
| 1070.9451 | 1140.5408
| 1070.7259 | 1140.5408
| 1070.5085 | 1140.5408
| 1070.2352 | 1140.5408
| 1070.0608 | 1140.5408
| 1069.7223 | 1140.5408
| 1069.4163 | 1140.5408
| 1069.2273 | 1140.5408
| 1068.8741 | 1140.5408
| 1068.5343 | 1140.5408
| 1068.2758 | 1140.5408
| 1067.9117 | 1140.5408
| 1067.4286 | 1140.5408
| 1067.2286 | 1140.5408
| 1066.8264 | 1140.5408
| 1066.5206 | 1140.5408
| 1066.2373 | 1140.5408
| 1065.9055 | 1140.5408
| 1065.5013 | 1140.5408
| 1065.2798 | 1140.5408
| 1064.9933 | 1140.5408
| 1064.5477 | 1140.5408
| 1064.1055 | 1140.5408
| 1063.8943 | 1140.5408
| 1063.5227 | 1140.5408
| 1063.3106 | 1140.5408
| 1063.14 | 1140.5408
| 1062.9248 | 1140.5408
| 1062.6958 | 1140.5408
| 1062.4964 | 1140.5408
| 1062.2036 | 1140.5408
| 1061.8866 | 1140.5408
| 1061.4541 | 1140.5408
| 1061.2309 | 1140.5408
| 1061.0306 | 1140.5408
| 1060.8584 | 1140.5408
| 1060.4361 | 1140.5408
| 1060.1803 | 1140.5408
| 1060.0309 | 1140.5408
| 1059.5708 | 1140.5408
| 1059.3642 | 1140.5408
| 1059.1096 | 1140.5408
| 1058.8098 | 1140.5408
| 1058.4329 | 1140.5408
| 1058.2119 | 1140.5408
| 1057.9879 | 1140.5408
| 1057.674 | 1140.5408
| 1057.4081 | 1140.5408
| 1057.2239 | 1140.5408
| 1057.0049 | 1140.5408
| 1056.8369 | 1140.5408
| 1056.4181 | 1140.5408
| 1056.0807 | 1140.5408
| 1055.7906 | 1140.5408
| 1055.5747 | 1140.5408
| 1055.1459 | 1140.5408
| 1054.8819 | 1140.5408
| 1054.7092 | 1140.5408
| 1054.4888 | 1140.5408
| 1054.3656 | 1140.5408
| 1054.1707 | 1140.5408
| 1053.9454 | 1140.5408
| 1053.5653 | 1140.5408
| 1053.2322 | 1140.5408
| 1052.9776 | 1140.5408
| 1052.775 | 1140.5408
| 1052.4598 | 1140.5408
| 1052.1559 | 1140.5408
| 1051.966 | 1140.5408
| 1051.7805 | 1140.5408
| 1051.5633 | 1140.5408
| 1051.1642 | 1140.5408
| 1050.8566 | 1140.5408
| 1050.4771 | 1140.5408
| 1050.2831 | 1140.5408
| 1049.8899 | 1140.5408
| 1049.6469 | 1140.5408
| 1049.4263 | 1140.5408
| 1049.283 | 1140.5408
| 1049.1292 | 1140.5408
| 1048.8708 | 1140.5408
| 1048.4679 | 1140.5408
| 1048.024 | 1140.5408
| 1047.7758 | 1140.5408
| 1047.5328 | 1140.5408
| 1047.1127 | 1140.5408
| 1046.9085 | 1140.5408
| 1046.6489 | 1140.5408
| 1046.3999 | 1140.5408
| 1046.1106 | 1140.5408
| 1045.8529 | 1140.5408
| 1045.6617 | 1140.5408
| 1045.4573 | 1140.5408
| 1045.0801 | 1140.5408
| 1044.8511 | 1140.5408
| 1044.5452 | 1140.5408
| 1044.3112 | 1140.5408
| 1044.0977 | 1140.5408
| 1043.8232 | 1140.5408
| 1043.6139 | 1140.5408
| 1043.3291 | 1140.5408
| 1043.0871 | 1140.5408
| 1042.9237 | 1140.5408
| 1042.6161 | 1140.5408
| 1042.4006 | 1140.5408
| 1042.2153 | 1140.5408
| 1041.8295 | 1140.5408
| 1041.5153 | 1140.5408
| 1041.268 | 1140.5408
| 1041.0458 | 1140.5408
| 1040.6467 | 1140.5408
| 1040.399 | 1140.5408
| 1040.0968 | 1140.5408
| 1039.8699 | 1140.5408
| 1039.6156 | 1140.5408
| 1039.3966 | 1140.5408
| 1039.104 | 1140.5408
| 1038.9277 | 1140.5408
| 1038.6026 | 1140.5408
| 1038.4544 | 1140.5408
| 1038.1134 | 1140.5408
| 1037.785 | 1140.5408
| 1037.4175 | 1140.5408
| 1037.2194 | 1140.5408
| 1037.0036 | 1140.5408
| 1036.6104 | 1140.5408
| 1036.3201 | 1140.5408
| 1036.0787 | 1140.5408
| 1035.7718 | 1140.5408
| 1035.4264 | 1140.5408
| 1035.2305 | 1140.5408
| 1034.8836 | 1140.5408
| 1034.2845 | 1140.5408
| 1033.9882 | 1140.5408
| 1033.6974 | 1140.5408
| 1033.3388 | 1140.5408
| 1032.9996 | 1140.5408
| 1032.719 | 1140.5408
| 1032.3195 | 1140.5408
| 1032.0777 | 1140.5408
| 1031.7919 | 1140.5408
| 1031.5163 | 1140.5408
| 1031.3282 | 1140.5408
| 1031.1065 | 1140.5408
| 1030.803 | 1140.5408
| 1030.4736 | 1140.5408
| 1030.3135 | 1140.5408
| 1029.9302 | 1140.5408
| 1029.5166 | 1140.5408
| 1029.3193 | 1140.5408
| 1028.9806 | 1140.5408
| 1028.8234 | 1140.5408
| 1028.629 | 1140.5408
| 1028.4664 | 1140.5408
| 1028.2583 | 1140.5408
| 1028.0243 | 1140.5408
| 1027.7787 | 1140.5408
| 1027.4916 | 1140.5408
| 1027.0242 | 1140.5408
| 1026.7236 | 1140.5408
| 1026.5522 | 1140.5408
| 1026.2883 | 1140.5408
| 1025.8623 | 1140.5408
| 1025.5379 | 1140.5408
| 1025.3406 | 1140.5408
| 1025.1108 | 1140.5408
| 1024.7267 | 1140.5408
| 1024.5449 | 1140.5408
| 1024.298 | 1140.5408
| 1024.0105 | 1140.5408
| 1023.7505 | 1140.5408
| 1023.3175 | 1140.5408
| 1023.0434 | 1140.5408
| 1022.6734 | 1140.5408
| 1022.4237 | 1140.5408
| 1022.0064 | 1140.5408
| 1021.6996 | 1140.5408
| 1021.3382 | 1140.5408
| 1021.0774 | 1140.5408
| 1020.7468 | 1140.5408
| 1020.4712 | 1140.5408
| 1020.2152 | 1140.5408
| 1019.9746 | 1140.5408
| 1019.6916 | 1140.5408
| 1019.5064 | 1140.5408
| 1019.3136 | 1140.5408
| 1019.0478 | 1140.5408
| 1018.6885 | 1140.5408
| 1018.3868 | 1140.5408
| 1018.1253 | 1140.5408
| 1017.9328 | 1140.5408
| 1017.6431 | 1140.5408
| 1017.2928 | 1140.5408
| 1017.0701 | 1140.5408
| 1016.6063 | 1140.5408
| 1016.4535 | 1140.5408
| 1016.0609 | 1140.5408
| 1015.9431 | 1140.5408
| 1015.7921 | 1140.5408
| 1015.4518 | 1140.5408
| 1015.1336 | 1140.5408
| 1014.9059 | 1140.5408
| 1014.7079 | 1140.5408
| 1014.133 | 1140.5408
| 1013.8564 | 1140.5408
| 1013.6431 | 1140.5408
| 1013.4632 | 1140.5408
| 1013.1853 | 1140.5408
| 1013.0202 | 1140.5408
| 1012.718 | 1140.5408
| 1012.4673 | 1140.5408
| 1012.2581 | 1140.5408
| 1012.0565 | 1140.5408
| 1011.7402 | 1140.5408
| 1011.536 | 1140.5408
| 1011.2196 | 1140.5408
| 1010.8441 | 1140.5408
| 1010.6179 | 1140.5408
| 1010.3124 | 1140.5408
| 1010.1584 | 1140.5408
| 1010.0116 | 1140.5408
| 1009.7835 | 1140.5408
| 1009.3829 | 1140.5408
| 1009.1229 | 1140.5408
| 1008.9448 | 1140.5408
| 1008.6889 | 1140.5408
| 1008.4618 | 1140.5408
| 1008.0552 | 1140.5408
| 1007.8046 | 1140.5408
| 1007.621 | 1140.5408
| 1007.4469 | 1140.5408
| 1007.139 | 1140.5408
| 1006.8874 | 1140.5408
| 1006.6242 | 1140.5408
| 1006.4383 | 1140.5408
| 1006.1799 | 1140.5408
| 1005.6852 | 1140.5408
| 1005.5362 | 1140.5408
| 1005.3686 | 1140.5408
| 1005.0696 | 1140.5408
| 1004.759 | 1140.5408
| 1004.4483 | 1140.5408
| 1004.206 | 1140.5408
| 1003.9907 | 1140.5408
| 1003.7626 | 1140.5408
| 1003.5766 | 1140.5408
| 1003.3179 | 1140.5408
| 1003.0102 | 1140.5408
| 1002.8151 | 1140.5408
| 1002.5714 | 1140.5408
| 1002.23 | 1140.5408
| 1001.9407 | 1140.5408
| 1001.6772 | 1140.5408
| 1001.4931 | 1140.5408
| 1001.2747 | 1140.5408
| 1001.0792 | 1140.5408
| 1000.8556 | 1140.5408
| 1000.6678 | 1140.5408
| 1000.2239 | 1140.5408
| 1000.052 | 1140.5408
| 999.7148 | 1140.5408
| 999.4249 | 1140.5408
| 999.1182 | 1140.5408
| 998.8878 | 1140.5408
| 998.6844 | 1140.5408
| 998.3918 | 1140.5408
| 998.0563 | 1140.5408
| 997.649 | 1140.5408
| 997.4253 | 1140.5408
| 997.2354 | 1140.5408
| 996.8741 | 1140.5408
| 996.5177 | 1140.5408
| 996.1495 | 1140.5408
| 996.037 | 1140.5408
| 995.7361 | 1140.5408
| 995.4033 | 1140.5408
| 995.0927 | 1140.5408
| 994.8147 | 1140.5408
| 994.5086 | 1140.5408
| 994.4134 | 1140.5408
| 994.1004 | 1140.5408
| 993.8181 | 1140.5408
| 993.541 | 1140.5408
| 993.2621 | 1140.5408
| 993.0989 | 1140.5408
| 992.8705 | 1140.5408
| 992.4834 | 1140.5408
| 992.2022 | 1140.5408
| 991.8388 | 1140.5408
| 991.5511 | 1140.5408
| 991.2218 | 1140.5408
| 991.0208 | 1140.5408
| 990.7141 | 1140.5408
| 990.315 | 1140.5408
| 989.9391 | 1140.5408
| 989.7531 | 1140.5408
| 989.4607 | 1140.5408
| 989.2608 | 1140.5408
| 989.0084 | 1140.5408
| 988.741 | 1140.5408
| 988.4933 | 1140.5408
| 988.1398 | 1140.5408
| 987.8199 | 1140.5408
| 987.3891 | 1140.5408
| 987.0521 | 1140.5408
| 986.697 | 1140.5408
| 986.467 | 1140.5408
| 986.0087 | 1140.5408
| 985.7164 | 1140.5408
| 985.5521 | 1140.5408
| 985.1189 | 1140.5408
| 984.5781 | 1140.5408
| 984.3479 | 1140.5408
| 984.0985 | 1140.5408
| 983.8119 | 1140.5408
| 983.3751 | 1140.5408
| 983.1158 | 1140.5408
| 982.6741 | 1140.5408
| 982.3897 | 1140.5408
| 981.96 | 1140.5408
| 981.5356 | 1140.5408
| 980.9871 | 1140.5408
| 980.6503 | 1140.5408
| 980.4188 | 1140.5408
| 980.1437 | 1140.5408
| 979.9502 | 1140.5408
| 979.5133 | 1140.5408
| 979.2591 | 1140.5408
| 978.7558 | 1140.5408
| 978.4181 | 1140.5408
| 978.1716 | 1140.5408
| 977.9111 | 1140.5408
| 977.5733 | 1140.5408
| 977.3165 | 1140.5408
| 977.0166 | 1140.5408
| 976.7654 | 1140.5408
| 976.4636 | 1140.5408
| 976.2327 | 1140.5408
| 976.0101 | 1140.5408
| 975.6606 | 1140.5408
| 975.4783 | 1140.5408
| 975.246 | 1140.5408
| 974.8044 | 1140.5408
| 974.5571 | 1140.5408
| 974.3568 | 1140.5408
| 974.0734 | 1140.5408
| 973.7724 | 1140.5408
| 973.3831 | 1140.5408
| 973.1374 | 1140.5408
| 972.9022 | 1140.5408
| 972.576 | 1140.5408
| 972.3864 | 1140.5408
| 972.0414 | 1140.5408
| 971.8127 | 1140.5408
| 971.4695 | 1140.5408
| 971.1453 | 1140.5408
| 970.8615 | 1140.5408
| 970.6151 | 1140.5408
| 970.3264 | 1140.5408
| 969.9919 | 1140.5408
| 969.7634 | 1140.5408
| 969.3994 | 1140.5408
| 969.1243 | 1140.5408
| 968.9004 | 1140.5408
| 968.6715 | 1140.5408
| 968.4547 | 1140.5408
| 968.2722 | 1140.5408
| 967.8868 | 1140.5408
| 967.7219 | 1140.5408
| 967.5583 | 1140.5408
| 967.3911 | 1140.5408
| 967.1591 | 1140.5408
| 966.953 | 1140.5408
| 966.7336 | 1140.5408
| 966.5508 | 1140.5408
| 966.0356 | 1140.5408
| 965.7182 | 1140.5408
| 965.4798 | 1140.5408
| 964.9685 | 1140.5408
| 964.7547 | 1140.5408
| 964.6161 | 1140.5408
| 964.2717 | 1140.5408
| 963.994 | 1140.5408
| 963.7476 | 1140.5408
| 963.4458 | 1140.5408
| 963.1005 | 1140.5408
| 962.6878 | 1140.5408
| 962.4539 | 1140.5408
| 962.0114 | 1140.5408
| 961.679 | 1140.5408
| 961.317 | 1140.5408
| 961.1995 | 1140.5408
| 960.8883 | 1140.5408
| 960.5969 | 1140.5408
| 960.1205 | 1140.5408
| 959.8879 | 1140.5408
| 959.5468 | 1140.5408
| 959.1241 | 1140.5408
| 958.5754 | 1140.5408
| 958.2717 | 1140.5408
| 958.0022 | 1140.5408
| 957.6647 | 1140.5408
| 957.4597 | 1140.5408
| 957.0979 | 1140.5408
| 956.9491 | 1140.5408
| 956.8222 | 1140.5408
| 956.6278 | 1140.5408
| 956.3217 | 1140.5408
| 956.1721 | 1140.5408
| 955.9425 | 1140.5408
| 955.6504 | 1140.5408
| 955.3098 | 1140.5408
| 954.8139 | 1140.5408
| 954.5227 | 1140.5408
| 954.2342 | 1140.5408
| 953.8884 | 1140.5408
| 953.514 | 1140.5408
| 953.1996 | 1140.5408
| 953.013 | 1140.5408
| 952.6386 | 1140.5408
| 952.3895 | 1140.5408
| 952.0707 | 1140.5408
| 951.6169 | 1140.5408
| 951.215 | 1140.5408
| 950.8359 | 1140.5408
| 950.5117 | 1140.5408
| 950.2805 | 1140.5408
| 949.9027 | 1140.5408
| 949.504 | 1140.5408
| 949.1358 | 1140.5408
| 948.8862 | 1140.5408
| 948.3023 | 1140.5408
| 947.9313 | 1140.5408
| 947.4971 | 1140.5408
| 947.2976 | 1140.5408
| 947.0856 | 1140.5408
| 946.8298 | 1140.5408
| 946.5157 | 1140.5408
| 946.1741 | 1140.5408
| 946.0353 | 1140.5408
| 945.7115 | 1140.5408
| 945.3263 | 1140.5408
| 945.0928 | 1140.5408
| 944.633 | 1140.5408
| 944.261 | 1140.5408
| 943.9781 | 1140.5408
| 943.6416 | 1140.5408
| 943.4827 | 1140.5408
| 943.3208 | 1140.5408
| 943.0518 | 1140.5408
| 942.58 | 1140.5408
| 942.1348 | 1140.5408
| 941.7943 | 1140.5408
| 941.5125 | 1140.5408
| 941.1562 | 1140.5408
| 940.9059 | 1140.5408
| 940.4891 | 1140.5408
| 940.2506 | 1140.5408
| 940.0393 | 1140.5408
| 939.8842 | 1140.5408
| 939.5079 | 1140.5408
| 939.2653 | 1140.5408
| 938.9815 | 1140.5408
| 938.7247 | 1140.5408
| 938.5018 | 1140.5408
| 938.2045 | 1140.5408
| 938.0091 | 1140.5408
| 937.5504 | 1140.5408
| 937.2157 | 1140.5408
| 936.8799 | 1140.5408
| 936.7384 | 1140.5408
| 936.3525 | 1140.5408
| 936.0536 | 1140.5408
| 935.8306 | 1140.5408
| 935.5493 | 1140.5408
| 935.4032 | 1140.5408
| 935.1376 | 1140.5408
| 934.8605 | 1140.5408
| 934.4192 | 1140.5408
| 934.1549 | 1140.5408
| 933.7532 | 1140.5408
| 933.4577 | 1140.5408
| 933.1975 | 1140.5408
| 932.725 | 1140.5408
| 932.3415 | 1140.5408
| 931.8794 | 1140.5408
| 931.693 | 1140.5408
| 931.2047 | 1140.5408
| 930.8892 | 1140.5408
| 930.5827 | 1140.5408
| 930.2682 | 1140.5408
| 930.0511 | 1140.5408
| 929.8207 | 1140.5408
| 929.3172 | 1140.5408
| 928.8692 | 1140.5408
| 928.5197 | 1140.5408
| 928.2867 | 1140.5408
| 927.9721 | 1140.5408
| 927.8403 | 1140.5408
| 927.7225 | 1140.5408
| 927.5253 | 1140.5408
| 927.1154 | 1140.5408
| 926.7848 | 1140.5408
| 926.448 | 1140.5408
| 926.2151 | 1140.5408
| 925.9253 | 1140.5408
| 925.7548 | 1140.5408
| 925.5484 | 1140.5408
| 925.1225 | 1140.5408
| 924.6319 | 1140.5408
| 924.4741 | 1140.5408
| 924.0362 | 1140.5408
| 923.8725 | 1140.5408
| 923.5747 | 1140.5408
| 923.2356 | 1140.5408
| 923.0303 | 1140.5408
| 922.662 | 1140.5408
| 922.3694 | 1140.5408
| 922.07 | 1140.5408
| 921.9554 | 1140.5408
| 921.5543 | 1140.5408
| 921.2448 | 1140.5408
| 920.7904 | 1140.5408
| 920.4719 | 1140.5408
| 920.1432 | 1140.5408
| 919.8605 | 1140.5408
| 919.5363 | 1140.5408
| 919.1571 | 1140.5408
| 918.7354 | 1140.5408
| 918.45 | 1140.5408
| 918.3106 | 1140.5408
| 917.9614 | 1140.5408
| 917.5949 | 1140.5408
| 917.3048 | 1140.5408
| 916.7465 | 1140.5408
| 916.0859 | 1140.5408
| 915.7306 | 1140.5408
| 915.2712 | 1140.5408
| 914.9512 | 1140.5408
| 914.7165 | 1140.5408
| 914.4333 | 1140.5408
| 914.2059 | 1140.5408
| 913.8151 | 1140.5408
| 913.5021 | 1140.5408
| 913.2114 | 1140.5408
| 913.0496 | 1140.5408
| 912.5397 | 1140.5408
| 912.259 | 1140.5408
| 911.9435 | 1140.5408
| 911.5181 | 1140.5408
| 911.2237 | 1140.5408
| 910.9831 | 1140.5408
| 910.6134 | 1140.5408
| 910.3463 | 1140.5408
| 909.9667 | 1140.5408
| 909.599 | 1140.5408
| 909.3777 | 1140.5408
| 909.2385 | 1140.5408
| 908.9496 | 1140.5408
| 908.6772 | 1140.5408
| 908.4051 | 1140.5408
| 908.1713 | 1140.5408
| 907.9459 | 1140.5408
| 907.442 | 1140.5408
| 907.1162 | 1140.5408
| 906.6998 | 1140.5408
| 906.3 | 1140.5408
| 905.9493 | 1140.5408
| 905.7127 | 1140.5408
| 905.3154 | 1140.5408
| 905.0897 | 1140.5408
| 904.6902 | 1140.5408
| 904.365 | 1140.5408
| 904.0411 | 1140.5408
| 903.7726 | 1140.5408
| 903.4254 | 1140.5408
| 903.0794 | 1140.5408
| 902.7378 | 1140.5408
| 902.483 | 1140.5408
| 902.2881 | 1140.5408
| 901.9917 | 1140.5408
| 901.7258 | 1140.5408
| 901.4273 | 1140.5408
| 901.1268 | 1140.5408
| 900.8371 | 1140.5408
| 900.6515 | 1140.5408
| 900.4341 | 1140.5408
| 900.09 | 1140.5408
| 899.6646 | 1140.5408
| 899.4491 | 1140.5408
| 898.9261 | 1140.5408
| 898.563 | 1140.5408
| 898.3099 | 1140.5408
| 898.0649 | 1140.5408
| 897.7476 | 1140.5408
| 897.435 | 1140.5408
| 897.0853 | 1140.5408
| 896.6811 | 1140.5408
| 895.9057 | 1140.5408
| 895.4747 | 1140.5408
| 895.2927 | 1140.5408
| 895.0625 | 1140.5408
| 894.6585 | 1140.5408
| 894.3564 | 1140.5408
| 894.0392 | 1140.5408
| 893.6401 | 1140.5408
| 893.3833 | 1140.5408
| 893.0997 | 1140.5408
| 892.8743 | 1140.5408
| 892.5071 | 1140.5408
| 892.1521 | 1140.5408
| 891.6936 | 1140.5408
| 891.3366 | 1140.5408
| 891.1284 | 1140.5408
| 890.7629 | 1140.5408
| 890.4478 | 1140.5408
| 890.2064 | 1140.5408
| 889.9216 | 1140.5408
| 889.4339 | 1140.5408
| 889.0945 | 1140.5408
| 888.8002 | 1140.5408
| 888.4304 | 1140.5408
| 888.114 | 1140.5408
| 887.7427 | 1140.5408
| 887.4637 | 1140.5408
| 887.1951 | 1140.5408
| 886.9102 | 1140.5408
| 886.5717 | 1140.5408
| 886.3033 | 1140.5408
| 886.0767 | 1140.5408
| 885.7685 | 1140.5408
| 885.5072 | 1140.5408
| 885.2769 | 1140.5408
| 885.1005 | 1140.5408
| 884.8967 | 1140.5408
| 884.4821 | 1140.5408
| 884.2331 | 1140.5408
| 884.0147 | 1140.5408
| 883.502 | 1140.5408
| 883.2326 | 1140.5408
| 882.9511 | 1140.5408
| 882.7095 | 1140.5408
| 882.4113 | 1140.5408
| 881.9503 | 1140.5408
| 881.6297 | 1140.5408
| 881.3666 | 1140.5408
| 880.9781 | 1140.5408
| 880.7883 | 1140.5408
| 880.3995 | 1140.5408
| 880.1291 | 1140.5408
| 879.6339 | 1140.5408
| 879.3709 | 1140.5408
| 879.1102 | 1140.5408
| 879.0004 | 1140.5408
| 878.6153 | 1140.5408
| 878.3199 | 1140.5408
| 878.1038 | 1140.5408
| 877.6434 | 1140.5408
| 877.38 | 1140.5408
| 876.934 | 1140.5408
| 876.555 | 1140.5408
| 876.1914 | 1140.5408
| 875.6295 | 1140.5408
| 875.2933 | 1140.5408
| 875.0363 | 1140.5408
| 874.7308 | 1140.5408
| 874.3577 | 1140.5408
| 874.0667 | 1140.5408
| 873.742 | 1140.5408
| 873.4562 | 1140.5408
| 873.1948 | 1140.5408
| 872.9782 | 1140.5408
| 872.5045 | 1140.5408
| 872.2119 | 1140.5408
| 871.9156 | 1140.5408
| 871.6396 | 1140.5408
| 871.3503 | 1140.5408
| 871.0952 | 1140.5408
| 870.8835 | 1140.5408
| 870.6917 | 1140.5408
| 870.4182 | 1140.5408
| 870.1206 | 1140.5408
| 869.6768 | 1140.5408
| 869.4967 | 1140.5408
| 869.1676 | 1140.5408
| 868.7165 | 1140.5408
| 868.5556 | 1140.5408
| 868.2886 | 1140.5408
| 868.0271 | 1140.5408
| 867.6288 | 1140.5408
| 867.4654 | 1140.5408
| 867.1943 | 1140.5408
| 866.8095 | 1140.5408
| 866.5687 | 1140.5408
| 866.3288 | 1140.5408
| 865.8877 | 1140.5408
| 865.6788 | 1140.5408
| 865.4913 | 1140.5408
| 865.2699 | 1140.5408
| 864.9856 | 1140.5408
| 864.5433 | 1140.5408
| 864.1726 | 1140.5408
| 863.9186 | 1140.5408
| 863.58 | 1140.5408
| 863.2345 | 1140.5408
| 862.8016 | 1140.5408
| 862.4143 | 1140.5408
| 861.9554 | 1140.5408
| 861.6287 | 1140.5408
| 861.4033 | 1140.5408
| 861.2013 | 1140.5408
| 860.8502 | 1140.5408
| 860.4316 | 1140.5408
| 860.2501 | 1140.5408
| 860.0495 | 1140.5408
| 859.6895 | 1140.5408
| 859.3389 | 1140.5408
| 859.0261 | 1140.5408
| 858.5532 | 1140.5408
| 858.0965 | 1140.5408
| 857.7111 | 1140.5408
| 857.335 | 1140.5408
| 856.9205 | 1140.5408
| 856.7483 | 1140.5408
| 856.4491 | 1140.5408
| 856.2127 | 1140.5408
| 855.9404 | 1140.5408
| 855.6263 | 1140.5408
| 855.1901 | 1140.5408
| 854.9405 | 1140.5408
| 854.6311 | 1140.5408
| 854.2635 | 1140.5408
| 853.9152 | 1140.5408
| 853.5575 | 1140.5408
| 853.0391 | 1140.5408
| 852.5228 | 1140.5408
| 851.9324 | 1140.5408
| 851.6794 | 1140.5408
| 851.2795 | 1140.5408
| 850.9957 | 1140.5408
| 850.672 | 1140.5408
| 850.3281 | 1140.5408
| 850.0111 | 1140.5408
| 849.6175 | 1140.5408
| 849.3411 | 1140.5408
| 849.0402 | 1140.5408
| 848.6272 | 1140.5408
| 848.2744 | 1140.5408
| 848.0245 | 1140.5408
| 847.3779 | 1140.5408
| 847.1641 | 1140.5408
| 846.8454 | 1140.5408
| 846.6502 | 1140.5408
| 846.3464 | 1140.5408
| 845.9668 | 1140.5408
| 845.7257 | 1140.5408
| 845.4043 | 1140.5408
| 845.0387 | 1140.5408
| 844.7564 | 1140.5408
| 844.4253 | 1140.5408
| 844.1418 | 1140.5408
| 843.8885 | 1140.5408
| 843.6136 | 1140.5408
| 843.3457 | 1140.5408
| 842.87 | 1140.5408
| 842.4929 | 1140.5408
| 842.1519 | 1140.5408
| 841.7753 | 1140.5408
| 841.1091 | 1140.5408
| 840.799 | 1140.5408
| 840.5009 | 1140.5408
| 840.0427 | 1140.5408
| 839.6915 | 1140.5408
| 839.2955 | 1140.5408
| 838.8192 | 1140.5408
| 838.5923 | 1140.5408
| 838.2033 | 1140.5408
| 837.879 | 1140.5408
| 837.387 | 1140.5408
| 837.0797 | 1140.5408
| 836.8117 | 1140.5408
| 836.5395 | 1140.5408
| 836.159 | 1140.5408
| 835.8008 | 1140.5408
| 835.4946 | 1140.5408
| 835.186 | 1140.5408
| 834.7474 | 1140.5408
| 834.5167 | 1140.5408
| 834.0623 | 1140.5408
| 833.4537 | 1140.5408
| 833.1264 | 1140.5408
| 832.9073 | 1140.5408
| 832.6243 | 1140.5408
| 832.3124 | 1140.5408
| 832.0672 | 1140.5408
| 831.7765 | 1140.5408
| 831.3861 | 1140.5408
| 830.8772 | 1140.5408
| 830.3957 | 1140.5408
| 830.1694 | 1140.5408
| 829.8211 | 1140.5408
| 829.641 | 1140.5408
| 829.3134 | 1140.5408
| 828.9862 | 1140.5408
| 828.722 | 1140.5408
| 828.2911 | 1140.5408
| 827.9544 | 1140.5408
| 827.6779 | 1140.5408
| 827.4182 | 1140.5408
| 827.202 | 1140.5408
| 826.8374 | 1140.5408
| 826.3396 | 1140.5408
| 826.1006 | 1140.5408
| 825.8426 | 1140.5408
| 825.5739 | 1140.5408
| 825.3673 | 1140.5408
| 824.9601 | 1140.5408
| 824.5184 | 1140.5408
| 824.3073 | 1140.5408
| 823.9441 | 1140.5408
| 823.5943 | 1140.5408
| 823.335 | 1140.5408
| 822.9554 | 1140.5408
| 822.7951 | 1140.5408
| 822.4812 | 1140.5408
| 822.0943 | 1140.5408
| 821.8339 | 1140.5408
| 821.5585 | 1140.5408
| 821.3397 | 1140.5408
| 820.9998 | 1140.5408
| 820.8404 | 1140.5408
| 820.5469 | 1140.5408
| 820.1298 | 1140.5408
| 819.8639 | 1140.5408
| 819.615 | 1140.5408
| 819.4045 | 1140.5408
| 818.9915 | 1140.5408
| 818.6255 | 1140.5408
| 818.2215 | 1140.5408
| 817.7233 | 1140.5408
| 817.325 | 1140.5408
| 816.7873 | 1140.5408
| 816.5234 | 1140.5408
| 816.267 | 1140.5408
| 815.8831 | 1140.5408
| 815.6118 | 1140.5408
| 815.3444 | 1140.5408
| 814.9018 | 1140.5408
| 814.5974 | 1140.5408
| 814.3189 | 1140.5408
| 814.077 | 1140.5408
| 813.6251 | 1140.5408
| 813.3019 | 1140.5408
| 813.0301 | 1140.5408
| 812.6623 | 1140.5408
| 812.1786 | 1140.5408
| 811.8181 | 1140.5408
| 811.4066 | 1140.5408
| 811.0976 | 1140.5408
| 810.8269 | 1140.5408
| 810.5807 | 1140.5408
| 810.3232 | 1140.5408
| 810.0721 | 1140.5408
| 809.7131 | 1140.5408
| 809.2666 | 1140.5408
| 808.9136 | 1140.5408
| 808.5347 | 1140.5408
| 808.1805 | 1140.5408
| 807.8028 | 1140.5408
| 807.5395 | 1140.5408
| 807.327 | 1140.5408
| 806.8451 | 1140.5408
| 806.5339 | 1140.5408
| 806.2399 | 1140.5408
| 805.9451 | 1140.5408
| 805.5652 | 1140.5408
| 805.246 | 1140.5408
| 804.8643 | 1140.5408
| 804.456 | 1140.5408
| 803.9939 | 1140.5408
| 803.8655 | 1140.5408
| 803.563 | 1140.5408
| 803.005 | 1140.5408
| 802.6313 | 1140.5408
| 802.1223 | 1140.5408
| 801.8386 | 1140.5408
| 801.5392 | 1140.5408
| 801.2073 | 1140.5408
| 800.8325 | 1140.5408
| 800.3028 | 1140.5408
| 800.0847 | 1140.5408
| 799.6953 | 1140.5408
| 799.3535 | 1140.5408
| 798.9814 | 1140.5408
| 798.7663 | 1140.5408
| 798.4762 | 1140.5408
| 798.1307 | 1140.5408
| 797.7738 | 1140.5408
| 797.4368 | 1140.5408
| 797.2084 | 1140.5408
| 796.48 | 1140.5408
| 796.0206 | 1140.5408
| 795.6491 | 1140.5408
| 795.3633 | 1140.5408
| 795.0487 | 1140.5408
| 794.718 | 1140.5408
| 794.3802 | 1140.5408
| 793.8327 | 1140.5408
| 793.5134 | 1140.5408
| 793.1133 | 1140.5408
| 792.7412 | 1140.5408
| 792.4711 | 1140.5408
| 791.8767 | 1140.5408
| 791.4827 | 1140.5408
| 791.1518 | 1140.5408
| 790.8031 | 1140.5408
| 790.2963 | 1140.5408
| 789.9867 | 1140.5408
| 789.6912 | 1140.5408
| 789.3205 | 1140.5408
| 788.9683 | 1140.5408
| 788.566 | 1140.5408
| 788.2248 | 1140.5408
| 787.9629 | 1140.5408
| 787.6606 | 1140.5408
| 787.3897 | 1140.5408
| 786.9457 | 1140.5408
| 786.2692 | 1140.5408
| 786.0267 | 1140.5408
| 785.8459 | 1140.5408
| 785.6922 | 1140.5408
| 785.2868 | 1140.5408
| 784.8207 | 1140.5408
| 784.3816 | 1140.5408
| 783.9301 | 1140.5408
| 783.359 | 1140.5408
| 783.1599 | 1140.5408
| 782.7949 | 1140.5408
| 782.4194 | 1140.5408
| 782.1096 | 1140.5408
| 781.5783 | 1140.5408
| 781.2268 | 1140.5408
| 780.8177 | 1140.5408
| 780.5233 | 1140.5408
| 780.0621 | 1140.5408
| 779.6604 | 1140.5408
| 779.1894 | 1140.5408
| 778.6975 | 1140.5408
| 778.3306 | 1140.5408
| 777.7455 | 1140.5408
| 777.3525 | 1140.5408
| 777.0754 | 1140.5408
| 776.891 | 1140.5408
| 776.7067 | 1140.5408
| 776.1664 | 1140.5408
| 775.7333 | 1140.5408
| 775.2893 | 1140.5408
| 774.9482 | 1140.5408
| 774.6317 | 1140.5408
| 774.3632 | 1140.5408
| 773.8469 | 1140.5408
| 773.5667 | 1140.5408
| 773.2507 | 1140.5408
| 772.9712 | 1140.5408
| 772.536 | 1140.5408
| 772.0862 | 1140.5408
| 771.775 | 1140.5408
| 771.4647 | 1140.5408
| 771.1259 | 1140.5408
| 770.7132 | 1140.5408
| 770.472 | 1140.5408
| 769.9317 | 1140.5408
| 769.3855 | 1140.5408
| 769.0096 | 1140.5408
| 768.6542 | 1140.5408
| 768.441 | 1140.5408
| 768.0097 | 1140.5408
| 767.692 | 1140.5408
| 766.9639 | 1140.5408
| 766.7835 | 1140.5408
| 766.3845 | 1140.5408
| 766.0318 | 1140.5408
| 765.4804 | 1140.5408
| 765.0514 | 1140.5408
| 764.7876 | 1140.5408
| 764.1393 | 1140.5408
| 763.5404 | 1140.5408
| 763.0886 | 1140.5408
| 762.7779 | 1140.5408
| 762.3171 | 1140.5408
| 761.9641 | 1140.5408
| 761.497 | 1140.5408
| 761.1278 | 1140.5408
| 760.7518 | 1140.5408
| 760.4444 | 1140.5408
| 760.035 | 1140.5408
| 759.8152 | 1140.5408
| 759.4495 | 1140.5408
| 758.8583 | 1140.5408
| 758.539 | 1140.5408
| 758.2612 | 1140.5408
| 757.983 | 1140.5408
| 757.4351 | 1140.5408
| 757.061 | 1140.5408
| 756.7251 | 1140.5408
| 756.2454 | 1140.5408
| 756.0249 | 1140.5408
| 755.2633 | 1140.5408
| 755.0236 | 1140.5408
| 754.8316 | 1140.5408
| 754.5655 | 1140.5408
| 754.2033 | 1140.5408
| 753.8478 | 1140.5408
| 753.572 | 1140.5408
| 753.2859 | 1140.5408
| 752.7832 | 1140.5408
| 752.5095 | 1140.5408
| 751.9938 | 1140.5408
| 751.3689 | 1140.5408
| 750.912 | 1140.5408
| 750.6147 | 1140.5408
| 750.3426 | 1140.5408
| 750.1458 | 1140.5408
| 749.7133 | 1140.5408
| 749.2565 | 1140.5408
| 748.7789 | 1140.5408
| 748.5404 | 1140.5408
| 748.1865 | 1140.5408
| 747.7561 | 1140.5408
| 747.2268 | 1140.5408
| 746.6768 | 1140.5408
| 746.3302 | 1140.5408
| 745.9235 | 1140.5408
| 745.4471 | 1140.5408
| 745.1915 | 1140.5408
| 744.8582 | 1140.5408
| 744.6025 | 1140.5408
| 744.2456 | 1140.5408
| 744.0149 | 1140.5408
| 743.4259 | 1140.5408
| 743.0955 | 1140.5408
| 742.5069 | 1140.5408
| 742.2962 | 1140.5408
| 741.7674 | 1140.5408
| 741.4862 | 1140.5408
| 741.2699 | 1140.5408
| 741.0429 | 1140.5408
| 740.6204 | 1140.5408
| 740.0941 | 1140.5408
| 739.758 | 1140.5408
| 739.4426 | 1140.5408
| 739.0395 | 1140.5408
| 738.5094 | 1140.5408
| 738.2296 | 1140.5408
| 737.9686 | 1140.5408
| 737.7545 | 1140.5408
| 737.4059 | 1140.5408
| 737.0633 | 1140.5408
| 736.8109 | 1140.5408
| 736.3194 | 1140.5408
| 736.0851 | 1140.5408
| 735.5643 | 1140.5408
| 735.2118 | 1140.5408
| 734.8331 | 1140.5408
| 734.422 | 1140.5408
| 733.9776 | 1140.5408
| 733.7648 | 1140.5408
| 733.3321 | 1140.5408
| 733.0383 | 1140.5408
| 732.6964 | 1140.5408
| 732.2413 | 1140.5408
| 731.972 | 1140.5408
| 731.6905 | 1140.5408
| 731.3934 | 1140.5408
| 731.0984 | 1140.5408
| 730.6648 | 1140.5408
| 730.388 | 1140.5408
| 729.9428 | 1140.5408
| 729.5103 | 1140.5408
| 729.2292 | 1140.5408
| 728.8041 | 1140.5408
| 728.3269 | 1140.5408
| 728.0927 | 1140.5408
| 727.7399 | 1140.5408
| 727.5052 | 1140.5408
| 727.2541 | 1140.5408
| 726.8548 | 1140.5408
| 726.3799 | 1140.5408
| 725.882 | 1140.5408
| 725.474 | 1140.5408
| 725.0701 | 1140.5408
| 724.5224 | 1140.5408
| 724.33 | 1140.5408
| 723.9384 | 1140.5408
| 723.7739 | 1140.5408
| 723.4319 | 1140.5408
| 723.0666 | 1140.5408
| 722.8505 | 1140.5408
| 722.5833 | 1140.5408
| 722.3348 | 1140.5408
| 721.784 | 1140.5408
| 721.2309 | 1140.5408
| 720.8299 | 1140.5408
| 720.5205 | 1140.5408
| 719.9271 | 1140.5408
| 719.5871 | 1140.5408
| 719.0392 | 1140.5408
| 718.8026 | 1140.5408
| 718.4985 | 1140.5408
| 718.029 | 1140.5408
| 717.5826 | 1140.5408
| 717.1548 | 1140.5408
| 716.7728 | 1140.5408
| 716.3197 | 1140.5408
| 715.8696 | 1140.5408
| 715.5675 | 1140.5408
| 715.1002 | 1140.5408
| 714.6609 | 1140.5408
| 714.2349 | 1140.5408
| 713.8267 | 1140.5408
| 713.4348 | 1140.5408
| 713.0687 | 1140.5408
| 712.4193 | 1140.5408
| 711.9077 | 1140.5408
| 711.4683 | 1140.5408
| 711.2181 | 1140.5408
| 710.9146 | 1140.5408
| 710.662 | 1140.5408
| 710.2532 | 1140.5408
| 709.9424 | 1140.5408
| 709.6073 | 1140.5408
| 709.1368 | 1140.5408
| 708.669 | 1140.5408
| 708.3524 | 1140.5408
| 708.013 | 1140.5408
| 707.5095 | 1140.5408
| 707.3121 | 1140.5408
| 706.944 | 1140.5408
| 706.6443 | 1140.5408
| 705.9093 | 1140.5408
| 705.4726 | 1140.5408
| 705.1946 | 1140.5408
| 704.7528 | 1140.5408
| 704.3903 | 1140.5408
| 703.9598 | 1140.5408
| 703.5262 | 1140.5408
| 703.1792 | 1140.5408
| 702.749 | 1140.5408
| 702.2557 | 1140.5408
| 702.0318 | 1140.5408
| 701.5839 | 1140.5408
| 701.1696 | 1140.5408
| 700.8405 | 1140.5408
| 700.5248 | 1140.5408
| 700.265 | 1140.5408
| 699.8973 | 1140.5408
| 699.4719 | 1140.5408
| 699.1781 | 1140.5408
| 698.65 | 1140.5408
| 698.3298 | 1140.5408
| 698.0802 | 1140.5408
| 697.6731 | 1140.5408
| 697.3372 | 1140.5408
| 696.9028 | 1140.5408
| 696.3393 | 1140.5408
| 695.8673 | 1140.5408
| 695.5137 | 1140.5408
| 695.1987 | 1140.5408
| 695.0089 | 1140.5408
| 694.6159 | 1140.5408
| 694.2817 | 1140.5408
| 694.0233 | 1140.5408
| 693.7103 | 1140.5408
| 693.4684 | 1140.5408
| 692.874 | 1140.5408
| 692.2276 | 1140.5408
| 691.7587 | 1140.5408
| 691.0245 | 1140.5408
| 690.619 | 1140.5408
| 690.1567 | 1140.5408
| 689.7169 | 1140.5408
| 689.3965 | 1140.5408
| 689.2761 | 1140.5408
| 688.7301 | 1140.5408
| 687.9693 | 1140.5408
| 687.4131 | 1140.5408
| 687.0356 | 1140.5408
| 686.6373 | 1140.5408
| 685.9134 | 1140.5408
| 685.2496 | 1140.5408
| 684.8625 | 1140.5408
| 684.3631 | 1140.5408
| 683.9593 | 1140.5408
| 683.3248 | 1140.5408
| 682.9353 | 1140.5408
| 682.676 | 1140.5408
| 682.2354 | 1140.5408
| 681.9212 | 1140.5408
| 681.5495 | 1140.5408
| 681.2388 | 1140.5408
| 681.0297 | 1140.5408
| 680.7892 | 1140.5408
| 680.4129 | 1140.5408
| 680.1917 | 1140.5408
| 679.6651 | 1140.5408
| 679.0048 | 1140.5408
| 678.6098 | 1140.5408
| 678.0443 | 1140.5408
| 677.73 | 1140.5408
| 677.3043 | 1140.5408
| 676.9003 | 1140.5408
| 676.5909 | 1140.5408
| 676.2119 | 1140.5408
| 675.4566 | 1140.5408
| 675.0052 | 1140.5408
| 674.6508 | 1140.5408
| 674.305 | 1140.5408
| 673.9721 | 1140.5408
| 673.521 | 1140.5408
| 673.1133 | 1140.5408
| 672.7609 | 1140.5408
| 672.3045 | 1140.5408
| 671.9203 | 1140.5408
| 671.5633 | 1140.5408
| 670.9831 | 1140.5408
| 670.3956 | 1140.5408
| 669.792 | 1140.5408
| 669.2482 | 1140.5408
| 668.8914 | 1140.5408
| 668.5314 | 1140.5408
| 668.2294 | 1140.5408
| 667.7163 | 1140.5408
| 667.2146 | 1140.5408
| 666.6723 | 1140.5408
| 666.4111 | 1140.5408
| 666.093 | 1140.5408
| 665.6579 | 1140.5408
| 665.2412 | 1140.5408
| 664.8426 | 1140.5408
| 664.4494 | 1140.5408
| 663.7689 | 1140.5408
| 663.4884 | 1140.5408
| 662.958 | 1140.5408
| 662.5534 | 1140.5408
| 662.276 | 1140.5408
| 661.8949 | 1140.5408
| 661.4312 | 1140.5408
| 661.0285 | 1140.5408
| 660.3605 | 1140.5408
| 659.9391 | 1140.5408
| 659.5466 | 1140.5408
| 658.9368 | 1140.5408
| 658.4993 | 1140.5408
| 657.9449 | 1140.5408
| 657.6622 | 1140.5408
| 657.2598 | 1140.5408
| 656.938 | 1140.5408
| 656.3436 | 1140.5408
| 655.827 | 1140.5408
| 655.5097 | 1140.5408
| 655.0724 | 1140.5408
| 654.6608 | 1140.5408
| 654.3668 | 1140.5408
| 653.9681 | 1140.5408
| 653.6064 | 1140.5408
| 653.131 | 1140.5408
| 652.7418 | 1140.5408
| 652.1825 | 1140.5408
| 651.9428 | 1140.5408
| 651.6889 | 1140.5408
| 651.1372 | 1140.5408
| 650.6268 | 1140.5408
| 650.0481 | 1140.5408
| 649.6761 | 1140.5408
| 649.3156 | 1140.5408
| 648.8639 | 1140.5408
| 648.3773 | 1140.5408
| 647.9034 | 1140.5408
| 647.3438 | 1140.5408
| 646.8387 | 1140.5408
| 646.5173 | 1140.5408
| 645.9048 | 1140.5408
| 645.6217 | 1140.5408
| 645.1427 | 1140.5408
| 644.4541 | 1140.5408
| 644.0909 | 1140.5408
| 643.6837 | 1140.5408
| 643.2416 | 1140.5408
| 642.6978 | 1140.5408
| 642.2264 | 1140.5408
| 641.6112 | 1140.5408
| 641.2543 | 1140.5408
| 640.8368 | 1140.5408
| 640.5662 | 1140.5408
| 640.1321 | 1140.5408
| 639.7383 | 1140.5408
| 639.2011 | 1140.5408
| 638.9194 | 1140.5408
| 638.4691 | 1140.5408
| 638.2147 | 1140.5408
| 637.6355 | 1140.5408
| 637.2536 | 1140.5408
| 636.9585 | 1140.5408
| 636.5634 | 1140.5408
| 636.2047 | 1140.5408
| 635.7481 | 1140.5408
| 635.3993 | 1140.5408
| 635.0829 | 1140.5408
| 634.7073 | 1140.5408
| 634.3675 | 1140.5408
| 634.0219 | 1140.5408
| 633.6257 | 1140.5408
| 633.0705 | 1140.5408
| 632.4897 | 1140.5408
| 632.0903 | 1140.5408
| 631.5134 | 1140.5408
| 631.1233 | 1140.5408
| 630.6615 | 1140.5408
| 630.0114 | 1140.5408
| 629.4421 | 1140.5408
| 629.161 | 1140.5408
| 628.5709 | 1140.5408
| 627.9977 | 1140.5408
| 627.7772 | 1140.5408
| 627.3391 | 1140.5408
| 626.8474 | 1140.5408
| 626.3677 | 1140.5408
| 626.057 | 1140.5408
| 625.6257 | 1140.5408
| 625.1972 | 1140.5408
| 624.8124 | 1140.5408
| 624.3956 | 1140.5408
| 623.8317 | 1140.5408
| 623.4624 | 1140.5408
| 623.0541 | 1140.5408
| 622.8485 | 1140.5408
| 622.1898 | 1140.5408
| 621.5925 | 1140.5408
| 621.2851 | 1140.5408
| 620.8067 | 1140.5408
| 620.5065 | 1140.5408
| 620.0451 | 1140.5408
| 619.6648 | 1140.5408
| 619.1943 | 1140.5408
| 618.8356 | 1140.5408
| 618.349 | 1140.5408
| 617.9675 | 1140.5408
| 617.554 | 1140.5408
| 616.9533 | 1140.5408
| 616.6512 | 1140.5408
| 616.2191 | 1140.5408
| 615.7131 | 1140.5408
| 615.0711 | 1140.5408
| 614.6527 | 1140.5408
| 614.1541 | 1140.5408
| 613.6129 | 1140.5408
| 613.2421 | 1140.5408
| 612.9767 | 1140.5408
| 612.4313 | 1140.5408
| 611.8869 | 1140.5408
| 611.4022 | 1140.5408
| 611.0809 | 1140.5408
| 610.731 | 1140.5408
| 610.2225 | 1140.5408
| 609.7576 | 1140.5408
| 609.1624 | 1140.5408
| 608.6261 | 1140.5408
| 607.7955 | 1140.5408
| 607.2439 | 1140.5408
| 606.7941 | 1140.5408
| 606.3085 | 1140.5408
| 605.8319 | 1140.5408
| 605.1385 | 1140.5408
| 604.6469 | 1140.5408
| 604.2691 | 1140.5408
| 603.6546 | 1140.5408
| 603.3264 | 1140.5408
| 602.9919 | 1140.5408
| 602.328 | 1140.5408
| 601.9846 | 1140.5408
| 601.5242 | 1140.5408
| 600.8698 | 1140.5408
| 600.4107 | 1140.5408
| 600.0521 | 1140.5408
| 599.6888 | 1140.5408
| 599.1445 | 1140.5408
| 598.68 | 1140.5408
| 598.2871 | 1140.5408
| 597.726 | 1140.5408
| 597.0647 | 1140.5408
| 596.6193 | 1140.5408
| 596.1051 | 1140.5408
| 595.4054 | 1140.5408
| 594.8545 | 1140.5408
| 594.6182 | 1140.5408
| 594.1347 | 1140.5408
| 593.4115 | 1140.5408
| 593.1136 | 1140.5408
| 592.4924 | 1140.5408
| 591.8262 | 1140.5408
| 591.407 | 1140.5408
| 590.9486 | 1140.5408
| 590.3849 | 1140.5408
| 589.7946 | 1140.5408
| 589.3953 | 1140.5408
| 588.9755 | 1140.5408
| 588.4467 | 1140.5408
| 588.0438 | 1140.5408
| 587.579 | 1140.5408
| 587.0783 | 1140.5408
| 586.4101 | 1140.5408
| 585.9929 | 1140.5408
| 585.3699 | 1140.5408
| 584.9091 | 1140.5408
| 584.4036 | 1140.5408
| 583.8369 | 1140.5408
| 583.4851 | 1140.5408
| 582.8685 | 1140.5408
| 582.2657 | 1140.5408
| 581.8189 | 1140.5408
| 581.2594 | 1140.5408
| 580.6248 | 1140.5408
| 580.1587 | 1140.5408
| 579.5173 | 1140.5408
| 578.9878 | 1140.5408
| 578.1761 | 1140.5408
| 577.794 | 1140.5408
| 577.4001 | 1140.5408
| 577.1737 | 1140.5408
| 576.7719 | 1140.5408
| 576.5055 | 1140.5408
| 576.0862 | 1140.5408
| 575.5803 | 1140.5408
| 575.2123 | 1140.5408
| 574.8401 | 1140.5408
| 574.1123 | 1140.5408
| 573.772 | 1140.5408
| 573.3676 | 1140.5408
| 573.0553 | 1140.5408
| 572.5717 | 1140.5408
| 572.0612 | 1140.5408
| 571.4617 | 1140.5408
| 571.0844 | 1140.5408
| 570.7524 | 1140.5408
| 569.9971 | 1140.5408
| 569.6502 | 1140.5408
| 569.2753 | 1140.5408
| 568.5076 | 1140.5408
| 568.1483 | 1140.5408
| 567.6709 | 1140.5408
| 567.2471 | 1140.5408
| 566.8164 | 1140.5408
| 566.39 | 1140.5408
| 566.0911 | 1140.5408
| 565.6086 | 1140.5408
| 565.2017 | 1140.5408
| 564.775 | 1140.5408
| 564.1439 | 1140.5408
| 563.5441 | 1140.5408
| 563.0049 | 1140.5408
| 562.5135 | 1140.5408
| 561.9043 | 1140.5408
| 561.4486 | 1140.5408
| 560.8705 | 1140.5408
| 560.5138 | 1140.5408
| 560.1519 | 1140.5408
| 559.777 | 1140.5408
| 559.4165 | 1140.5408
| 558.8122 | 1140.5408
| 558.2077 | 1140.5408
| 557.5869 | 1140.5408
| 557.244 | 1140.5408
| 556.9901 | 1140.5408
| 556.4909 | 1140.5408
| 555.9005 | 1140.5408
| 555.6086 | 1140.5408
| 555.0843 | 1140.5408
| 554.5783 | 1140.5408
| 554.0572 | 1140.5408
| 553.7142 | 1140.5408
| 553.2406 | 1140.5408
| 552.6203 | 1140.5408
| 552.1346 | 1140.5408
| 551.7683 | 1140.5408
| 551.4103 | 1140.5408
| 551.1436 | 1140.5408
| 550.7541 | 1140.5408
| 549.8033 | 1140.5408
| 549.3834 | 1140.5408
| 548.9518 | 1140.5408
| 548.5038 | 1140.5408
| 548.2433 | 1140.5408
| 547.887 | 1140.5408
| 547.5202 | 1140.5408
| 546.9998 | 1140.5408
| 546.3815 | 1140.5408
| 546.0762 | 1140.5408
| 545.4016 | 1140.5408
| 545.0852 | 1140.5408
| 544.6778 | 1140.5408
| 544.3215 | 1140.5408
| 543.8468 | 1140.5408
| 543.3088 | 1140.5408
| 542.5372 | 1140.5408
| 542.0895 | 1140.5408
| 541.6268 | 1140.5408
| 541.189 | 1140.5408
| 540.8843 | 1140.5408
| 540.6878 | 1140.5408
| 540.3274 | 1140.5408
| 539.7757 | 1140.5408
| 539.0924 | 1140.5408
| 538.7555 | 1140.5408
| 538.3623 | 1140.5408
| 537.8805 | 1140.5408
| 537.5443 | 1140.5408
| 537.2167 | 1140.5408
| 536.5601 | 1140.5408
| 535.9439 | 1140.5408
| 535.6205 | 1140.5408
| 535.0601 | 1140.5408
| 534.6437 | 1140.5408
| 534.1646 | 1140.5408
| 533.7149 | 1140.5408
| 533.3664 | 1140.5408
| 532.683 | 1140.5408
| 532.3671 | 1140.5408
| 531.7367 | 1140.5408
| 531.1912 | 1140.5408
| 530.9725 | 1140.5408
| 530.7334 | 1140.5408
| 530.5213 | 1140.5408
| 529.9223 | 1140.5408
| 529.7936 | 1140.5408
| 529.5446 | 1140.5408
| 529.2371 | 1140.5408
| 529.0321 | 1140.5408
| 528.5941 | 1140.5408
| 528.2068 | 1140.5408
| 527.8177 | 1140.5408
| 527.4622 | 1140.5408
| 526.882 | 1140.5408
| 526.3491 | 1140.5408
| 526.0351 | 1140.5408
| 525.5406 | 1140.5408
| 525.2208 | 1140.5408
| 524.9139 | 1140.5408
| 524.5689 | 1140.5408
| 524.0826 | 1140.5408
| 523.8624 | 1140.5408
| 523.6824 | 1140.5408
| 523.5174 | 1140.5408
| 523.0082 | 1140.5408
| 522.4476 | 1140.5408
| 522.0811 | 1140.5408
| 521.6878 | 1140.5408
| 521.3994 | 1140.5408
| 520.8973 | 1140.5408
| 520.3514 | 1140.5408
| 519.8457 | 1140.5408
| 519.4912 | 1140.5408
| 519.0695 | 1140.5408
| 518.7586 | 1140.5408
| 518.0798 | 1140.5408
| 517.8665 | 1140.5408
| 517.4933 | 1140.5408
| 517.1448 | 1140.5408
| 516.4847 | 1140.5408
| 516.2102 | 1140.5408
| 516.0748 | 1140.5408
| 515.6575 | 1140.5408
| 515.4378 | 1140.5408
| 515.2107 | 1140.5408
| 514.9259 | 1140.5408
| 514.7256 | 1140.5408
| 514.5408 | 1140.5408
| 514.3257 | 1140.5408
| 514.0812 | 1140.5408
| 513.8961 | 1140.5408
| 513.6319 | 1140.5408
| 513.3705 | 1140.5408
| 513.0062 | 1140.5408
| 512.9007 | 1140.5408
| 512.7122 | 1140.5408
| 512.5267 | 1140.5408
| 512.2738 | 1140.5408
| 511.8653 | 1140.5408
| 511.5786 | 1140.5408
| 511.3441 | 1140.5408
| 511.0941 | 1140.5408
| 510.8214 | 1140.5408
| 510.6139 | 1140.5408
| 510.1516 | 1140.5408
| 509.7939 | 1140.5408
| 509.6977 | 1140.5408
| 509.4327 | 1140.5408
| 509.3328 | 1140.5408
| 509.0144 | 1140.5408
| 508.5381 | 1140.5408
| 508.2759 | 1140.5408
| 508.0296 | 1140.5408
| 507.9219 | 1140.5408
| 507.6196 | 1140.5408
| 507.4036 | 1140.5408
| 507.3428 | 1140.5408
| 507.2162 | 1140.5408
| 506.684 | 1140.5408
| 506.426 | 1140.5408
| 506.3003 | 1140.5408
| 506.1682 | 1140.5408
| 505.9444 | 1140.5408
| 505.7653 | 1140.5408
| 505.6661 | 1140.5408
| 505.4548 | 1140.5408
| 505.3697 | 1140.5408
| 505.1528 | 1140.5408
| 504.8568 | 1140.5408
| 504.6747 | 1140.5408
| 504.568 | 1140.5408
| 504.4834 | 1140.5408
| 504.2983 | 1140.5408
| 504.0671 | 1140.5408
| 503.9103 | 1140.5408
| 503.7034 | 1140.5408
| 503.4443 | 1140.5408
| 503.2888 | 1140.5408
| 502.8072 | 1140.5408
| 502.6955 | 1140.5408
| 502.6516 | 1140.5408
| 502.4922 | 1140.5408
| 502.3906 | 1140.5408
| 502.3277 | 1140.5408
| 502.2749 | 1140.5408
| 502.2502 | 1140.5408
| 502.094 | 1140.5408
| 502.0069 | 1140.5408
| 501.85 | 1140.5408
| 501.7661 | 1140.5408
| 501.6342 | 1140.5408
| 501.5601 | 1140.5408
| 501.5111 | 1140.5408
| 501.2799 | 1140.5408
| 501.1593 | 1140.5408
| 501.0973 | 1140.5408
| 500.9958 | 1140.5408
| 500.8698 | 1140.5408
| 500.8486 | 1140.5408
| 500.8237 | 1140.5408
| 500.7734 | 1140.5408
| 500.7646 | 1140.5408
| 500.7593 | 1140.5408
| 500.6359 | 1140.5408
| 500.6148 | 1140.5408
| 500.5235 | 1140.5408
| 500.4671 | 1140.5408
| 500.4652 | 1140.5408
| 500.3991 | 1140.5408
| 500.3942 | 1140.5408
| 500.3007 | 1140.5408
| 500.1694 | 1140.5408
| 500.1521 | 1140.5408
| 500.0914 | 1140.5408
| 500.0026 | 1140.5408
| 500.0026 | 1140.5408
| 500.0025 | 1140.5408
| 500.0025 | 1140.5408
| 500.0024 | 1140.5408
| 500.0024 | 1140.5408
| 500.0024 | 1140.5408
| 500.0023 | 1140.5408
| 500.0023 | 1140.5408
| 500.0023 | 1140.5408
| 500.0022 | 1140.5408
| 500.0022 | 1140.5408
| 500.0022 | 1140.5408
| 500.0021 | 1140.5408
| 500.0021 | 1140.5408
| 500.0021 | 1140.5408
| 500.0021 | 1140.5408
| 500.002 | 1140.5408
| 500.002 | 1140.5408
| 500.002 | 1140.5408
| 500.0019 | 1140.5408
| 500.0019 | 1140.5408
| 500.0019 | 1140.5408
| 500.0019 | 1140.5408
| 500.0018 | 1140.5408
| 500.0018 | 1140.5408
| 500.0018 | 1140.5408
| 500.0017 | 1140.5408
| 500.0017 | 1140.5408
| 500.0017 | 1140.5408
| 500.0016 | 1140.5408
| 500.0016 | 1140.5408
| 500.0016 | 1140.5408
| 500.0015 | 1140.5408
| 500.0015 | 1140.5408
| 500.0015 | 1140.5408
| 500.0015 | 1140.5408
| 500.0014 | 1140.5408
| 500.0014 | 1140.5408
| 500.0014 | 1140.5408
| 500.0013 | 1140.5408
| 500.0013 | 1140.5408
| 500.0013 | 1140.5408
| 500.0012 | 1140.5408
| 500.0012 | 1140.5408
| 500.0012 | 1140.5408
| 500.0012 | 1140.5408
| 500.0011 | 1140.5408
| 500.0011 | 1140.5408
| 500.0011 | 1140.5408
| 500.001 | 1140.5408
| 500.001 | 1140.5408
| 500.001 | 1140.5408
| 500.0009 | 1140.5408
| 500.0009 | 1140.5408
| 500.0009 | 1140.5408
| 500.0009 | 1140.5408
| 500.0008 | 1140.5408
| 500.0008 | 1140.5408
| 500.0007 | 1140.5408
| 500.0007 | 1140.5408
| 500.0007 | 1140.5408
| 500.0007 | 1140.5408
| 500.0006 | 1140.5408
| 500.0006 | 1140.5408
| 500.0006 | 1140.5408
| 500.0005 | 1140.5408
| 500.0005 | 1140.5408
| 500.0005 | 1140.5408
| 500.0004 | 1140.5408
| 500.0004 | 1140.5408
| 500.0004 | 1140.5408
| 500.0004 | 1140.5408
| 500.0003 | 1140.5408
| 500.0003 | 1140.5408
| 500.0003 | 1140.5408
| 500.0002 | 1140.5408
| 500.0002 | 1140.5408
| 500.0002 | 1140.5408
| 500.0001 | 1140.5408
| 500.0001 | 1140.5408
| 500.0001 | 1140.5408
| 500 | 1140.5408
| 500 | 1140.5408
| 500 | 1140.5408
| 499.9999 | 1140.5408
| 499.9999 | 1140.5408
| 499.9998 | 1140.5408
| 499.9998 | 1140.5408
| 499.9998 | 1140.5408
| 499.9997 | 1140.5408
| 499.9997 | 1140.5408
| 499.9997 | 1140.5408
| 499.9996 | 1140.5408
| 499.9996 | 1140.5408
| 499.9996 | 1140.5408
| 499.9995 | 1140.5408
| 499.9995 | 1140.5408
| 499.9995 | 1140.5408
| 499.9994 | 1140.5408
| 499.9994 | 1140.5408
| 499.9994 | 1140.5408
| 499.9994 | 1140.5408
| 499.9994 | 1140.5408
| 499.9993 | 1140.5408
| 499.9993 | 1140.5408
| 499.9993 | 1140.5408
| 499.9992 | 1140.5408
| 499.9992 | 1140.5408
| 499.9991 | 1140.5408
| 499.9991 | 1140.5408
| 499.9991 | 1140.5408
| 499.999 | 1140.5408
| 499.999 | 1140.5408
| 499.999 | 1140.5408
| 499.9989 | 1140.5408
| 499.9989 | 1140.5408
| 499.9989 | 1140.5408
| 499.9988 | 1140.5408
| 499.9988 | 1140.5408
| 499.9988 | 1140.5408
| 499.9988 | 1140.5408
| 499.9987 | 1140.5408
| 499.9987 | 1140.5408
| 499.9987 | 1140.5408
| 499.9986 | 1140.5408
| 499.9986 | 1140.5408
| 499.9986 | 1140.5408
| 499.9986 | 1140.5408
| 499.9985 | 1140.5408
| 499.9985 | 1140.5408
| 499.9985 | 1140.5408
| 499.9984 | 1140.5408
| 499.9984 | 1140.5408
| 499.9984 | 1140.5408
| 499.9983 | 1140.5408
| 499.9983 | 1140.5408
| 499.9983 | 1140.5408
| 499.9982 | 1140.5408
| 499.9982 | 1140.5408
| 499.9982 | 1140.5408
| 499.9981 | 1140.5408
| 499.9981 | 1140.5408
| 499.9981 | 1140.5408
| 499.998 | 1140.5408
| 499.998 | 1140.5408
| 499.998 | 1140.5408
| 499.9979 | 1140.5408
| 499.9979 | 1140.5408
| 499.9979 | 1140.5408
| 499.9978 | 1140.5408
| 499.9978 | 1140.5408
| 499.9978 | 1140.5408
| 499.9977 | 1140.5408
| 499.9977 | 1140.5408
| 499.9977 | 1140.5408
| 499.9977 | 1140.5408
| 499.9976 | 1140.5408
| 499.9976 | 1140.5408
| 499.9976 | 1140.5408
| 499.9976 | 1140.5408
| 499.9975 | 1140.5408
| 499.9975 | 1140.5408
| 499.9974 | 1140.5408
| 499.9974 | 1140.5408
| 499.9974 | 1140.5408
| 499.9974 | 1140.5408
| 499.9973 | 1140.5408
| 499.9973 | 1140.5408
| 499.9973 | 1140.5408
| 499.9973 | 1140.5408
| 499.9972 | 1140.5408
| 499.9972 | 1140.5408
| 499.9972 | 1140.5408
| 499.9971 | 1140.5408
| 499.9971 | 1140.5408
| 499.997 | 1140.5408
| 499.997 | 1140.5408
| 499.997 | 1140.5408
| 499.9969 | 1140.5408
| 499.9969 | 1140.5408
| 499.9969 | 1140.5408
| 499.9968 | 1140.5408
| 499.9968 | 1140.5408
| 499.9967 | 1140.5408
| 499.9967 | 1140.5408
| 499.9967 | 1140.5408
| 499.9966 | 1140.5408
| 499.9966 | 1140.5408
| 499.9966 | 1140.5408
| 499.9965 | 1140.5408
| 499.9965 | 1140.5408
| 499.9965 | 1140.5408
| 499.9965 | 1140.5408
| 499.9964 | 1140.5408
| 499.9964 | 1140.5408
| 499.9964 | 1140.5408
| 499.9963 | 1140.5408
| 499.9963 | 1140.5408
| 499.9963 | 1140.5408
| 499.9962 | 1140.5408
| 499.9962 | 1140.5408
| 499.9962 | 1140.5408
| 499.9961 | 1140.5408
| 499.9961 | 1140.5408
| 499.9961 | 1140.5408
| 499.996 | 1140.5408
| 499.996 | 1140.5408
| 499.996 | 1140.5408
| 499.9959 | 1140.5408
| 499.9959 | 1140.5408
| 499.9959 | 1140.5408
| 499.9959 | 1140.5408
| 499.9958 | 1140.5408
| 499.9958 | 1140.5408
| 499.9957 | 1140.5408
| 499.9957 | 1140.5408
| 499.9957 | 1140.5408
| 499.9956 | 1140.5408
| 499.9956 | 1140.5408
| 499.9956 | 1140.5408
| 499.9956 | 1140.5408
| 499.9955 | 1140.5408
| 499.9955 | 1140.5408
| 499.9955 | 1140.5408
| 499.9954 | 1140.5408
| 499.9954 | 1140.5408
| 499.9953 | 1140.5408
| 499.9953 | 1140.5408
| 499.9952 | 1140.5408
| 499.9952 | 1140.5408
| 499.9952 | 1140.5408
| 499.9951 | 1140.5408
| 499.9951 | 1140.5408
| 499.995 | 1140.5408
| 499.9949 | 1140.5408
| 499.9949 | 1140.5408
| 499.9947 | 1140.5408
Trading Intervals ranked from 1 to 17,520 in order of descending magnitude of demand

## Ch 5_F.40
Figure 40 - Forecast supply-demand balance, Expected demand growth scenario, 2024-25 to 2033-34 (MW)
Table of contents
Note: For this WEM ESOO, the Reserve Capacity for 2024-25 and 2025-26 is based on Capacity Credits and NCESS contract service quantity. The forecast available capacity for 2026-27 includes NCESS contract service quantity and forecast Reserve Capacity for existing and committed capacity. The forecast available capacity for 2027-28 to 2033-34 represents the forecast Reserve Capacity for existing and committed capacity.
| Capacity Year | Unit | 2024-25 | 2025-26 | 2026-27 | 2027-28 | 2028-29 | 2029-30 | 2030-31 | 2031-32 | 2032-33 | 2033-34
| 2024 WEM ESOO RCT | MW | 5500.5674 | 5588.922 | 5695.8876 | 5794.0514 | 5924.6066 | 6165.4441 | 6545.381 | 6860.8524 | 7159.2111 | 7394.7499
| 2024 WEM ESOO forecast available Reserve Capacity - Expected scenario | MW | 5183.15 | 5502.7114 | 5729.029 | 5403.3354 | 5395.5272 | 4987.1448 | 4543.26 | 4534.5069 | 4524.4076 | 4515.1832
| 2024 Capacity shortfall/surplus - Expected | MW | -317.4174 | -86.2106 | 33.1413 | -390.7159 | -529.0794 | -1178.2994 | -2002.121 | -2326.3456 | -2634.8035 | -2879.5666
| 2023 WEM ESOO RCT | MW | 5430 | 5543 | 5716 | 5806 | 6061 | 6422 | 6821 | 7140 | 7425
| 2023 WEM ESOO forecast available Reserve Capacity - Expected scenario | MW | 4726.572 | 4598.025 | 4598.025 | 4280.825 | 4280.825 | 3858.825 | 3424.825 | 3424.825 | 3424.825
| 2023 Capacity shortfall/surplus | MW | -703.428 | -944.975 | -1117.975 | -1525.175 | -1780.175 | -2563.175 | -3396.175 | -3715.175 | -4000.175
| 2023 updated capacity shortfall/surplus | MW | -246.85 | -40.2886 | 13.029 | -402.6646 | -665.4728 | -1434.8552 | -2277.74 | -2605.4931 | -2900.5924

## Ch 5_F.41
Figure 41 - Forecast Reserve Capacity status for 2026-27 (MW)
Table of contents
| RC Cycle | 2024
| Capacity Year | 2026-27
|  | MW | MW | MW | MW | MW | MW
|  | Existing | Committed | Probable | Total forecast available | RCT | Subtotal
| Existing | 4266.8002
| Committed |  | 1462.2287 |  |  |  | 4266.8002
| Probable |  |  | 514 |  |  | 5729.029
| Total forecast available |  |  |  | 6243.029 |  | 6243.029
| RCT |  |  |  |  | 5695.8876

## Appendices
Appendices for 2024 WEM ESOO

## A1_T.1
Table A1.1 - Forecast blending of consultant forecast for key DER components, by scenario, 2024 WEM ESOO
Table of contents
|  | High | Expected | Low
| DPV | GEM | AverageA of CSIRO and GEM | CSIRO escalated per the Expected scenarioB
| PVNSG | GEM | GEM | CSIRO escalated per the Expected scenario
| DESS | Average of CSIRO and GEM | Average of CSIRO and GEM | EscalatedC CSIRO
| DESS VPPD | Average of CSIRO and GEM | Average of CSIRO and GEM | Escalated CSIRO
| EV | CSIRO | CSIRO | CSIRO
A. Average represents the average of the 2024 GEM forecast and the 2023 CSIRO forecast escalated according to 2024 GEM forecast.
B. 2023 CSIRO forecast (Low scenario) escalated according to 2024 Expected scenario versus 2023 Expected scenario.
C. 2023 CSIRO forecast escalated according to 2024 GEM forecast.
D. Percentages of DESS assumed to participate in VPP remain unchanged from the 2023 WEM ESOO forecasts.

## A1_T.2
Table A1.2 - 2030 EV light vehicle sales shares
Table of contents
| WEM ESOO Scenario | Low | Expected | High
| 2023 WEM ESOO | 39% | 55% | 66%
| 2024 WEM ESOO | 40% | 50% | 60%

## A1_T.3
Table A1.3 - Changes to market saturation (99% EV fleet share) dates
Table of contents
| WEM ESOO Scenario | Low | Expected | High
| 2023 WEM ESOO | 2060 | 2050 | 2045
| 2024 WEM ESOO | 2060 | 2055 | 2050

## A1_T.4
Table A1.4 - EV Charging profiles
Table of contents
| 2024 WEM ESOO charging profile name | 2023 WEM ESOO name | Description
| Unscheduled | Convenience | Unscheduled home charging that occurs on a flat tariff
| TOU Home Solar | Night | Traditional TOU tariff without day incentives, other than use of home solar
| TOU Grid Solar | Day | Where a TOU tariff includes day charging incentives, and even customers without solar are incentivised to use abundant low cost solar via the grid
| TOU Dynamic | Coordinated | TOU tariff, but dynamically priced to reflect solar energy availability. Used for charging only – does not include V2H and V2G power flows.
| Public | Fast/Highway (FHWY) | Public L2 and fast charge
| V2G/V2H | V2G/V2H | Vehicle to home/grid (dynamic system-controlled charging)

## A1_T.5
Table A1.5 - Weighting for evaluation criteria for LIL projects
Table of contents
| Criteria | Projects expected online within four years | Projects expected online more than four years ahead
| Western Power active stage | 30% | 33.3%
| Status of EPA approval | 30% | -
| Likelihood of FID | 30% | 33.3%
| Is this a carbon reduction project? | 10% | 33.3%

## A2_T.6
Table A2.6 - Limb B calculation conditions
Table of contents
| EUE | Limb B modelled AIC compared to Limb A requirement | Re-run is required
| Less than 0.0002% | Limb B modelled AIC < Limb A requirement | No
| Less than 0.0002% | Limb B modelled AIC > Limb A requirement | Yes
| More than 0.0002% |  | Yes
Source: EY.

## A2_T.7
Table A2.7 - Modelled EUE based on Expected demand scenario operational consumption and AIC, 2024-25 to 2033 34
Table of contents
| Capacity Year | 2024-25 | 2025-26 | 2026-27 | 2027-28 | 2028-29 | 2029-30 | 2030-31 | 2031-32 | 2032-33 | 2033-34
| Operational consumption (GWh) | 18018 | 18082 | 18287 | 18530 | 19188 | 20800 | 22833 | 24465 | 26118 | 27868
| Unserved energy (GWh) | 0.023 | 0.008 | 0.0015 | 0.011 | 0.098 | 23 | 465 | 770 | 1470 | 2377
| EUE % of operational consumption | 0.0001% | 4e-05% | 1e-05% | 6e-05% | 0.00051% | 0.11% | 2% | 3.1% | 5.6% | 8.5%
Source: EY.

## A2_T.8
Table A2.8 - Comparison of Limb A requirement with Limb B modelled capacity and initial conclusion on RCT
Table of contents
| Capacity Year | 2024-25 | 2025-26 | 2026-27 | 2027-28 | 2028-29 | 2029-30 | 2030-31 | 2031-32 | 2032-33 | 2033-34
| Limb A requirement (MW) | 5501 | 5589 | 5696 | 5794 | 5925 | 6165 | 6545 | 6861 | 7159 | 7395
| Limb B modelled AIC (MW) | 5183 | 5526 | 5742 | 5403 | 5396 | 4987 | 4543 | 4535 | 4524 | 4515
| Conclusion | Limb A | Limb A | Re-run model | Limb A | Re-run model | Re-run model | Re-run model | Re-run model | Re-run model | Re-run model
Source: EY.

## A2_T.9
Table A2.9 - Outcomes of electricity market modelling to determine Limb A or Limb B to set the RCT
Table of contents
| Capacity Year | 2024-25 | 2025-26 | 2026-27 | 2027-28 | 2028-29 | 2029-30 | 2030-31 | 2031-32 | 2032-33 | 2033-34
| Limb A requirement (MW) | 5501 | 5589 | 5696 | 5794 | 5925 | 6165 | 6545 | 6861 | 7159 | 7395
| Limb B modelled AIC plus CFR (MW) | N/A | N/A | 5695 | N/A | 5924 | 6164 | 6544 | 6860 | 7158 | 7394
| Unserved energy (MWh) | N/A | N/A | 2.2 | N/A | 0 | 1 | 0 | 0 | 0 | 0
| EUE % of operational consumption | N/A | N/A | 1e-05% | N/A | 0% | 1e-05% | 0% | 0% | 0% | 0%
Source: EY.

## A2_T.10
Table A2.10 - Annual EUE (MWh) by historical weather reference year for each Capacity Year
Table of contents
| Weather reference year/ Capacity Year | 2024-25 | 2025-26 | 2026-27 | 2027-28 | 2028-29 | 2029-30 | 2030-31 | 2031-32 | 2032-33 | 2033-34
| 2010-11 | 29 | 2 | - | 27 | 150 | 45725 | 388604 | 699229 | 1322091 | 2157325
| 2011-12 | 9 | - | - | - | 16 | 21701 | 527180 | 790449 | 1507988 | 2436437
| 2012-13 | 41 | 33 | 1 | 27 | 204 | 40942 | 570776 | 854010 | 1540242 | 2452493
| 2013-14 | 9 | - | - | - | 3 | 6996 | 363837 | 613702 | 1382974 | 2233381
| 2014-15 | 45 | 4 | 14 | 8 | 33 | 27604 | 390904 | 687292 | 1277917 | 2230278
| 2015-16 | 11 | 3 | 2 | 10 | 113 | 17489 | 471988 | 740846 | 1530894 | 2503267
| 2016-17 | 20 | - | - | - | 99 | 20480 | 477545 | 797475 | 1444051 | 2326627
| 2017-18 | 33 | 45 | 1 | 15 | 227 | 31487 | 565411 | 961512 | 1613958 | 2517906
| 2018-19 | - | - | - | - | 125 | 11646 | 478650 | 836733 | 1506535 | 2418119
| 2019-20 | 68 | 8 | - | 41 | 194 | 24779 | 455882 | 721407 | 1547687 | 2414478
| 2020-21 | 2 | - | - | 1 | 4 | 6314 | 423573 | 754405 | 1516162 | 2464339
| 2021-22 | 5 | 1 | - | - | 6 | 18483 | 469920 | 782490 | 1445972 | 2371075
| Average EUE | 23 | 8 | 2 | 11 | 98 | 22804 | 465356 | 769963 | 1469706 | 2377144
Source: EY.

## A2_T.11
Table A2.11 - EUE (MWh) by month and Capacity Year
Table of contents
| Month/ Capacity Year | 2024-25 | 2025-26 | 2026-27 | 2027-28 | 2028-29 | 2029-30 | 2030-31 | 2031-32 | 2032-33 | 2033-34
| October | - | - | - | - | - | 3 | 271 | 8674 | 11654 | 90098
| November | - | - | - | - | - | 2 | 743 | 12975 | 31753 | 39870
| December | 0 | - | - | - | 0 | 399 | 10500 | 24302 | 62452 | 69959
| January | 6 | 0 | - | 0 | 5 | 1026 | 26312 | 45955 | 81512 | 148816
| February | 13 | 4 | 1 | 8 | 48 | 10707 | 38111 | 70033 | 106257 | 175762
| March | 4 | 4 | 0 | 2 | 22 | 865 | 15252 | 34269 | 71904 | 134585
| April | - | - | - | - | 1 | 337 | 63663 | 38563 | 155171 | 271295
| May | - | - | - | - | - | 8 | 34372 | 43926 | 105819 | 207573
| June | - | - | - | - | 1 | 699 | 61052 | 105685 | 190048 | 315451
| July | 0 | - | - | 0 | 1 | 6519 | 129861 | 201009 | 324747 | 437027
| August | - | - | - | - | 21 | 2101 | 66219 | 116850 | 239798 | 330963
| September | - | - | - | - | - | 139 | 19000 | 67723 | 88591 | 155745
| Total EUE | 23 | 8 | 2 | 11 | 98 | 22804 | 465356 | 769962 | 1469706 | 2377144
Source: EY.

## A2_T.12
Table A2.12 - EUE (MWh) by Trading Interval and Capacity Year for summer season
Table of contents
| Trading Interval/ Capacity Year | 2024-25 | 2025-26 | 2026-27 | 2027-28 | 2028-29 | 2029-30 | 2030-31 | 2031-32 | 2032-33 | 2033-34
| 0:00 | - | - | - | - | 0 | 144.1 | 2212.3 | 5058 | 10769.8 | 18766.9
| 0:30 | - | - | - | - | - | 82.6 | 1651 | 4140.6 | 9472.9 | 17206.3
| 1:00 | - | - | - | - | - | 52 | 1264.2 | 3441.6 | 8452.6 | 15954.7
| 1:30 | - | - | - | - | 0 | 35.3 | 978.7 | 2883.8 | 7542.5 | 14780.9
| 2:00 | - | - | - | - | - | 25.5 | 784.6 | 2490.2 | 6899.8 | 13932
| 2:30 | - | - | - | - | - | 18.6 | 620.7 | 2123.5 | 6247.2 | 13063.8
| 3:00 | - | - | - | - | - | 14.2 | 525.1 | 1897.9 | 5841.1 | 12529.2
| 3:30 | - | - | - | - | - | 10 | 428.1 | 1658.2 | 5388.8 | 11883.8
| 4:00 | - | - | - | - | - | 8.9 | 399.6 | 1600.3 | 5352.7 | 11923.9
| 4:30 | - | - | - | - | - | 8.2 | 392.6 | 1591.8 | 5321 | 12027.7
| 5:00 | - | - | - | - | - | 13.6 | 536.8 | 1948.8 | 5972.9 | 13264.9
| 5:30 | - | - | - | - | - | 12.7 | 552.2 | 1890.9 | 5569.3 | 12558.7
| 6:00 | - | - | - | - | - | 14.2 | 592.1 | 1855.5 | 5120.4 | 11311.4
| 6:30 | - | - | - | - | - | 11.7 | 473.5 | 1450.4 | 3823.8 | 8415
| 7:00 | - | - | - | - | - | 12.3 | 387 | 1089.2 | 2681.7 | 5577.9
| 7:30 | - | - | - | - | - | 11.3 | 304.5 | 772.6 | 1780.3 | 3493.5
| 8:00 | - | - | - | - | - | 7.4 | 173.5 | 495.3 | 1101.6 | 2049.6
| 8:30 | - | - | - | - | - | 8.5 | 127.4 | 374.6 | 825.1 | 1506.4
| 9:00 | - | - | - | - | - | 4.3 | 112.2 | 307.3 | 630.8 | 1118.2
| 9:30 | - | - | - | - | - | 1.5 | 128.1 | 340.4 | 710.4 | 1262.8
| 10:00 | - | - | - | - | - | 1 | 123.2 | 305.3 | 630.9 | 1168.2
| 10:30 | - | - | - | - | - | 1 | 119.4 | 289.8 | 575.6 | 1055.8
| 11:00 | - | - | - | - | - | 1.5 | 140 | 276.9 | 523.8 | 962.8
| 11:30 | - | - | - | - | - | 1.8 | 148.6 | 288.6 | 555.5 | 1037.8
| 12:00 | - | - | - | - | - | 3 | 156.6 | 291 | 558.5 | 1018.4
| 12:30 | - | - | - | - | - | 5.4 | 170.7 | 311.7 | 603.1 | 1056.8
| 13:00 | - | - | - | - | - | 9.9 | 215.3 | 376.8 | 704.2 | 1204.1
| 13:30 | - | - | - | - | - | 17.2 | 248.4 | 448.3 | 826.9 | 1405.8
| 14:00 | - | - | - | - | - | 25.9 | 298.5 | 569.3 | 1017.6 | 1661.5
| 14:30 | - | - | - | - | - | 24 | 306.6 | 603.1 | 1009.4 | 1660.3
| 15:00 | - | - | - | - | - | 30.7 | 423.5 | 909.5 | 1488.9 | 2469.4
| 15:30 | - | 0 | - | - | - | 43.6 | 621.1 | 1285.7 | 2122.3 | 3621.7
| 16:00 | 0 | 0.1 | - | - | - | 81.3 | 996.1 | 1976.8 | 3367.3 | 5589.2
| 16:30 | - | - | - | - | - | 120 | 1294.1 | 2575.7 | 4318 | 6437.4
| 17:00 | 0.2 | 0.1 | - | 0 | 0.1 | 221.2 | 1845.8 | 3630.5 | 5964.7 | 8769.3
| 17:30 | 1.2 | 0.3 | - | 0.2 | 1 | 398.2 | 2873.1 | 5249.2 | 8281.5 | 11685.8
| 18:00 | 3.1 | 0.8 | 0.1 | 0.7 | 4.1 | 699.9 | 4365.5 | 7577.1 | 11742.7 | 16212.7
| 18:30 | 4.8 | 1.3 | 0.2 | 1.6 | 7.4 | 981.3 | 5534.8 | 9471.2 | 14608.4 | 19976.3
| 19:00 | 4.6 | 1.3 | 0.2 | 1.6 | 9.7 | 1131.8 | 6260.9 | 10751.8 | 16384.3 | 22495.4
| 19:30 | 3.6 | 0.9 | 0.2 | 1.4 | 9.9 | 1247.7 | 6773.9 | 11656.5 | 17695 | 24275.6
| 20:00 | 2.7 | 0.6 | 0.1 | 1.1 | 7.6 | 1321.6 | 6929.2 | 11524.9 | 17790.5 | 24478.1
| 20:30 | 1.6 | 1.4 | 0.3 | 0.5 | 5 | 1228.3 | 6470.2 | 10792.9 | 16718.7 | 23168.3
| 21:00 | 0.5 | 0.9 | 0.1 | 1.2 | 10.6 | 1231.1 | 6467 | 10671.3 | 16548.2 | 23055.7
| 21:30 | 0.2 | 0.4 | 0.2 | 1.3 | 9.5 | 1261.5 | 6943.2 | 11909.7 | 19239.3 | 28711.6
| 22:00 | 0.1 | 0.1 | 0.2 | 0.7 | 6.1 | 1004.9 | 6065 | 10652.6 | 17649.1 | 26646.7
| 22:30 | 0 | 0 | 0.1 | 0.3 | 3 | 695.8 | 4937 | 9041.1 | 15617.6 | 24093.4
| 23:00 | - | - | - | 0.1 | 0.7 | 449.2 | 3876.5 | 7563.8 | 13880.3 | 22161.4
| 23:30 | - | - | - | 0 | 0.1 | 261.3 | 2926.5 | 6146.6 | 12198.1 | 20414.6
Source: EY.

## A2_T.13
Table A2.13 - EUE (MWh) by Trading Interval and Capacity Year for winter season
Table of contents
| Trading Interval/ Capacity Year | 2024-25 | 2025-26 | 2026-27 | 2027-28 | 2028-29 | 2029-30 | 2030-31 | 2031-32 | 2032-33 | 2033-34
| 0:00 | - | - | - | - | 0 | 144.1 | 2212.3 | 5058 | 10769.8 | 18766.9
| 0:30 | - | - | - | - | - | 82.6 | 1651 | 4140.6 | 9472.9 | 17206.3
| 1:00 | - | - | - | - | - | 52 | 1264.2 | 3441.6 | 8452.6 | 15954.7
| 1:30 | - | - | - | - | 0 | 35.3 | 978.7 | 2883.8 | 7542.5 | 14780.9
| 2:00 | - | - | - | - | - | 25.5 | 784.6 | 2490.2 | 6899.8 | 13932
| 2:30 | - | - | - | - | - | 18.6 | 620.7 | 2123.5 | 6247.2 | 13063.8
| 3:00 | - | - | - | - | - | 14.2 | 525.1 | 1897.9 | 5841.1 | 12529.2
| 3:30 | - | - | - | - | - | 10 | 428.1 | 1658.2 | 5388.8 | 11883.8
| 4:00 | - | - | - | - | - | 8.9 | 399.6 | 1600.3 | 5352.7 | 11923.9
| 4:30 | - | - | - | - | - | 8.2 | 392.6 | 1591.8 | 5321 | 12027.7
| 5:00 | - | - | - | - | - | 13.6 | 536.8 | 1948.8 | 5972.9 | 13264.9
| 5:30 | - | - | - | - | - | 12.7 | 552.2 | 1890.9 | 5569.3 | 12558.7
| 6:00 | - | - | - | - | - | 14.2 | 592.1 | 1855.5 | 5120.4 | 11311.4
| 6:30 | - | - | - | - | - | 11.7 | 473.5 | 1450.4 | 3823.8 | 8415
| 7:00 | - | - | - | - | - | 12.3 | 387 | 1089.2 | 2681.7 | 5577.9
| 7:30 | - | - | - | - | - | 11.3 | 304.5 | 772.6 | 1780.3 | 3493.5
| 8:00 | - | - | - | - | - | 7.4 | 173.5 | 495.3 | 1101.6 | 2049.6
| 8:30 | - | - | - | - | - | 8.5 | 127.4 | 374.6 | 825.1 | 1506.4
| 9:00 | - | - | - | - | - | 4.3 | 112.2 | 307.3 | 630.8 | 1118.2
| 9:30 | - | - | - | - | - | 1.5 | 128.1 | 340.4 | 710.4 | 1262.8
| 10:00 | - | - | - | - | - | 1 | 123.2 | 305.3 | 630.9 | 1168.2
| 10:30 | - | - | - | - | - | 1 | 119.4 | 289.8 | 575.6 | 1055.8
| 11:00 | - | - | - | - | - | 1.5 | 140 | 276.9 | 523.8 | 962.8
| 11:30 | - | - | - | - | - | 1.8 | 148.6 | 288.6 | 555.5 | 1037.8
| 12:00 | - | - | - | - | - | 3 | 156.6 | 291 | 558.5 | 1018.4
| 12:30 | - | - | - | - | - | 5.4 | 170.7 | 311.7 | 603.1 | 1056.8
| 13:00 | - | - | - | - | - | 9.9 | 215.3 | 376.8 | 704.2 | 1204.1
| 13:30 | - | - | - | - | - | 17.2 | 248.4 | 448.3 | 826.9 | 1405.8
| 14:00 | - | - | - | - | - | 25.9 | 298.5 | 569.3 | 1017.6 | 1661.5
| 14:30 | - | - | - | - | - | 24 | 306.6 | 603.1 | 1009.4 | 1660.3
| 15:00 | - | - | - | - | - | 30.7 | 423.5 | 909.5 | 1488.9 | 2469.4
| 15:30 | - | 0 | - | - | - | 43.6 | 621.1 | 1285.7 | 2122.3 | 3621.7
| 16:00 | 0 | 0.1 | - | - | - | 81.3 | 996.1 | 1976.8 | 3367.3 | 5589.2
| 16:30 | - | - | - | - | - | 120 | 1294.1 | 2575.7 | 4318 | 6437.4
| 17:00 | 0.2 | 0.1 | - | 0 | 0.1 | 221.2 | 1845.8 | 3630.5 | 5964.7 | 8769.3
| 17:30 | 1.2 | 0.3 | - | 0.2 | 1 | 398.2 | 2873.1 | 5249.2 | 8281.5 | 11685.8
| 18:00 | 3.1 | 0.8 | 0.1 | 0.7 | 4.1 | 699.9 | 4365.5 | 7577.1 | 11742.7 | 16212.7
| 18:30 | 4.8 | 1.3 | 0.2 | 1.6 | 7.4 | 981.3 | 5534.8 | 9471.2 | 14608.4 | 19976.3
| 19:00 | 4.6 | 1.3 | 0.2 | 1.6 | 9.7 | 1131.8 | 6260.9 | 10751.8 | 16384.3 | 22495.4
| 19:30 | 3.6 | 0.9 | 0.2 | 1.4 | 9.9 | 1247.7 | 6773.9 | 11656.5 | 17695 | 24275.6
| 20:00 | 2.7 | 0.6 | 0.1 | 1.1 | 7.6 | 1321.6 | 6929.2 | 11524.9 | 17790.5 | 24478.1
| 20:30 | 1.6 | 1.4 | 0.3 | 0.5 | 5 | 1228.3 | 6470.2 | 10792.9 | 16718.7 | 23168.3
| 21:00 | 0.5 | 0.9 | 0.1 | 1.2 | 10.6 | 1231.1 | 6467 | 10671.3 | 16548.2 | 23055.7
| 21:30 | 0.2 | 0.4 | 0.2 | 1.3 | 9.5 | 1261.5 | 6943.2 | 11909.7 | 19239.3 | 28711.6
| 22:00 | 0.1 | 0.1 | 0.2 | 0.7 | 6.1 | 1004.9 | 6065 | 10652.6 | 17649.1 | 26646.7
| 22:30 | 0 | 0 | 0.1 | 0.3 | 3 | 695.8 | 4937 | 9041.1 | 15617.6 | 24093.4
| 23:00 | - | - | - | 0.1 | 0.7 | 449.2 | 3876.5 | 7563.8 | 13880.3 | 22161.4
| 23:30 | - | - | - | 0 | 0.1 | 261.3 | 2926.5 | 6146.6 | 12198.1 | 20414.6
Source: EY.

## A2_T.14
Table A2.14 - EUE (MWh) by Trading Interval and Capacity Year for shoulder season
Table of contents
| Trading Interval/ Capacity Year | 2024-25 | 2025-26 | 2026-27 | 2027-28 | 2028-29 | 2029-30 | 2030-31 | 2031-32 | 2032-33 | 2033-34
| 0:00 | - | - | - | - | - | 3.3 | 2837.5 | 5089.2 | 12807.4 | 27088.6
| 0:30 | - | - | - | - | - | 2 | 2381.8 | 4370.3 | 11578.9 | 25311.1
| 1:00 | - | - | - | - | - | 1.5 | 2133.1 | 3967.6 | 10820.3 | 24050.7
| 1:30 | - | - | - | - | - | 1 | 1912.3 | 3624.3 | 10105.2 | 22838
| 2:00 | - | - | - | - | - | 0.9 | 1789.5 | 3445.6 | 9720.7 | 22188.1
| 2:30 | - | - | - | - | - | 0.6 | 1652.5 | 3254.6 | 9295.8 | 21492
| 3:00 | - | - | - | - | - | 0.5 | 1596.1 | 3215 | 9167.7 | 21297.8
| 3:30 | - | - | - | - | - | 0.3 | 1528.1 | 3162.6 | 8961.9 | 20959.6
| 4:00 | - | - | - | - | - | 0.4 | 1621.8 | 3378.2 | 9404.8 | 21707.2
| 4:30 | - | - | - | - | - | 0.7 | 1779.6 | 3703.5 | 10038.1 | 22857.3
| 5:00 | - | - | - | - | - | 2 | 2499.1 | 4754.2 | 12217.2 | 26637.4
| 5:30 | - | - | - | - | - | 4.9 | 3456.6 | 5833.5 | 14223.4 | 29085.5
| 6:00 | - | - | - | - | - | 12.8 | 5134 | 7636.5 | 17361.7 | 32121.3
| 6:30 | - | - | - | - | - | 16.5 | 5483.2 | 7577.2 | 16701.6 | 29713
| 7:00 | - | - | - | - | - | 17 | 4641.5 | 6169.1 | 12975.7 | 22920.7
| 7:30 | - | - | - | - | - | 13.5 | 2961.1 | 3963.2 | 8132 | 14764.9
| 8:00 | - | - | - | - | - | 6.5 | 1449.2 | 1913.7 | 3999.7 | 7723.1
| 8:30 | - | - | - | - | - | 3.9 | 801.6 | 1027.9 | 2178 | 4415.6
| 9:00 | - | - | - | - | - | 1.2 | 440.2 | 545.1 | 1169.7 | 2513.9
| 9:30 | - | - | - | - | - | 0.8 | 339.8 | 362.9 | 850.4 | 1841.4
| 10:00 | - | - | - | - | - | 0.7 | 343.8 | 359.3 | 906.8 | 1947.9
| 10:30 | - | - | - | - | - | 0.8 | 274.3 | 290.8 | 721.9 | 1554.2
| 11:00 | - | - | - | - | - | 1 | 247.8 | 268.5 | 705.7 | 1442.1
| 11:30 | - | - | - | - | - | 0.9 | 242 | 247.8 | 693.4 | 1387.4
| 12:00 | - | - | - | - | - | 0.6 | 213.3 | 202.7 | 623.9 | 1264.7
| 12:30 | - | - | - | - | - | 0.6 | 227.4 | 190.1 | 638.2 | 1272.6
| 13:00 | - | - | - | - | - | 0.9 | 273.1 | 224 | 723.7 | 1344.7
| 13:30 | - | - | - | - | - | 1.3 | 345.1 | 287.1 | 847.1 | 1530.8
| 14:00 | - | - | - | - | - | 1.4 | 410.4 | 331.8 | 1069.1 | 1958.7
| 14:30 | - | - | - | - | - | 1.9 | 514.9 | 406 | 1258.9 | 2157.5
| 15:00 | - | - | - | - | - | 2.2 | 567.5 | 465.2 | 1389.3 | 2501.4
| 15:30 | - | - | - | - | - | 3.5 | 799.4 | 743.5 | 1952.2 | 3641.1
| 16:00 | - | - | - | - | - | 5.9 | 1194.2 | 1249.8 | 2940.5 | 5602.5
| 16:30 | - | - | - | - | - | 8.4 | 1451.7 | 1582.8 | 3461.3 | 6163.7
| 17:00 | - | - | - | - | - | 11.8 | 2069.7 | 2251.5 | 4710 | 8385.5
| 17:30 | - | - | - | - | - | 17.5 | 2996.3 | 3504.8 | 7101.8 | 12337.8
| 18:00 | - | - | - | - | - | 25 | 3979.8 | 4769.9 | 9616.2 | 16357.5
| 18:30 | - | - | - | - | 0.1 | 33 | 4736.1 | 5756.4 | 11493.1 | 19567
| 19:00 | - | - | - | - | 0.1 | 33.9 | 5156.3 | 6336.4 | 12635.8 | 21424.8
| 19:30 | - | - | - | - | 0.3 | 34.7 | 5416.4 | 6972.8 | 13599.2 | 22985.6
| 20:00 | - | - | - | - | 0.3 | 44.9 | 5416.8 | 7190.6 | 13847.5 | 23605
| 20:30 | - | - | - | - | 0.2 | 37.7 | 5258.9 | 6869.3 | 13569.4 | 23305.6
| 21:00 | - | - | - | - | 0.2 | 35.7 | 5811.8 | 7789.3 | 15747.6 | 27037.4
| 21:30 | - | - | - | - | 0.1 | 36.9 | 6220.4 | 9024.5 | 18921.5 | 34434
| 22:00 | - | - | - | - | 0 | 27.1 | 5500 | 8193.5 | 17501.6 | 32378.7
| 22:30 | - | - | - | - | - | 14.5 | 4622.9 | 7128.8 | 15810.4 | 29986.9
| 23:00 | - | - | - | - | - | 9.4 | 3965.1 | 6436.7 | 14811.7 | 29074.8
| 23:30 | - | - | - | - | - | 5.9 | 3354.9 | 5791.9 | 13980.3 | 28402.8
Source: EY.

## A2_T.15
Table A2.15 - ESRs and DSPs with the Capacity Credit for 2025-26 used to determine the ADG for 2026-27
Table of contents
| Facility Name | Capacity credit 2025-26 (MW) | Dispatch limitation(s)
| KWINANA_ESR1 | 44.2
| COLLIE_ESR1 | 200
| SBSOLAR1_CUNDERDIN_PV1 | 43.6
| PRDSO_WALPOLE_HG1 | 1.5
| GRIFFINP_DSP_01 | 20 | Maximum 50 hours per year
| SYNERGY_DSP_04 | 33.1 | Maximum 50 hours per year
| PREMPWR_DSP_02 | 18.7 | Maximum 50 hours per year

## A2_T.16
Table A2.16 - Supply-demand balance for the Low scenario, 2024-25 to 2033-34A
Table of contents
|  | 2024-25 | 2025-26 | 2026-27 | 2027-28 | 2028-29 | 2029-30 | 2030-31 | 2031-32 | 2032-33 | 2033-34
| RCTB (MW) | 5501 | 5589 | 5696 | 5794 | 5925 | 6165 | 6545 | 6861 | 7159 | 7395
| Capacity (MW) | 4467 | 4386 | 4267 | 3,999C | 3999 | 3605 | 3170 | 3170 | 3169 | 3168
| Capacity Credit shortfall (-) or surplus (+) (MW) | -1,034D | -1,203D | -1429 | -1795 | -1926 | -2560 | -3375 | -3691 | -3991 | -4227
| Capacity credit shortfall (-) or surplus (+) | -18.8%E | -21.5%E | -25.1% | -31% | -32.5% | -41.5% | -51.6% | -53.8% | -55.7% | -57.2%
A. All figures have been rounded to the nearest MW. Consequently, totals may have a 1 MW difference due to rounding.
B. The quantities reported are the RCTs. The RCRs for 2024-25 and 2025-26 are 4,526 and 5,543 MW, respectively.
C. The capacity value for 2027-28 and remaining Capacity years represent the forecast quantity of Reserve Capacity for existing supply capacity, as described in Chapter 5.
D. Based on the RCRs for 2024-25 and 2025-26, the available capacity figures represent a capacity shortfall of 59 MW and 1,157 MW, respectively.
E. Based on the RCRs for 2024-25 and 2025-26, the available capacity figures represent a capacity shortfall of 1.3% and 20.9%, respectively.

## A2_T.17
Table A2.17 - Supply-demand balance for the High scenario, 2024-25 to 2033-34A
Table of contents
|  | 2024-25 | 2025-26 | 2026-27 | 2027-28 | 2028-29 | 2029-30 | 2030-31 | 2031-32 | 2032-33 | 2033-34
| RCTB (MW) | 5501 | 5589 | 5696 | 5794 | 5925 | 6165 | 6545 | 6861 | 7159 | 7395
| Capacity (MW) | 5,183 C | 5,526C | 6,256D | 5,904E | 5887 | 5472 | 5021 | 5006 | 4991 | 4976
| Capacity Credit shortfall (-) or surplus (+) (MW) | -317F | -63F | 561 | -110 | -37 | -694 | -1524 | -1855 | -2169 | -2418
| Capacity credit shortfall (-) or surplus (+) | -5.8%G | -1.1%G | 9.8% | 1.9% | -0.6% | -11.2% | -23.3% | -27% | -30.3% | -32.7%
A. All figures have been rounded to the nearest MW. Consequently, totals may have a 1 MW difference due to rounding.
B. The quantities reported are the RCTs. The RCRs for 2024-25 and 2025-26 are 4,526 and 5,543 MW, respectively.
C. The 2024-25 and 2025-26 available capacity values are the total quantities of Capacity Credits assigned plus the NCESS contract service capacity.
D. The capacity value for 2026-27 includes NCESS contract service quantity and the forecast Reserve Capacity for existing and committed supply capacity, as described in Chapter 5.
E. The capacity value for 2027-28 and remaining Capacity years represent the forecast quantity of Reserve Capacity for existing and committed supply capacity, as described in Chapter 5.
F. Based on the RCRs for 2024-25 and 2025-26, the available capacity figures represent a capacity surplus of 657 MW and a capacity shortfall of 17 MW, respectively.
G. Based on the RCRs for 2024-25 and 2025-26, the available capacity figures represent a capacity surplus of 14.5% and a capacity shortfall of 0.3%, respectively.

## A2_T.18
Table A2.18 - New project status evaluation methodology
Table of contents
| Criteria | Weighting | Options | Score (%)
| EPA | 0.33 | All Granted | 100
|  |  | All Applied for | 50
|  |  | Some or all not applied for | 0
| Western Power Access | 0.33 | Access Proposal application been submitted to Western power | 100
|  |  | Not Applied | 0
| FID | 0.33 | Contract Executed | 100
|  |  | Proposal Approved | 50
|  |  | Proposal Submitted | 25
|  |  | Not applied yet | 0

## A4_T.19
Table A4.19 - Operational consumption forecasts in the three demand growth scenarios (GWh)
Table of contents
| Capacity Year | Low scenario | Expected scenario | High scenario
| 2023-24 | 17214 | 17800 | 18506
| 2024-25 | 17280 | 18018 | 19203
| 2025-26 | 17458 | 18082 | 19858
| 2026-27 | 18262 | 18287 | 21180
| 2027-28 | 18188 | 18530 | 24026
| 2028-29 | 18270 | 19188 | 26631
| 2029-30 | 18822 | 20800 | 32238
| 2030-31 | 19301 | 22833 | 38570
| 2031-32 | 20740 | 24465 | 43090
| 2032-33 | 21900 | 26118 | 48140
| 2033-34 | 22085 | 27868 | 55839
| Average growth | 2.5% | 4.6% | 11.7%

## A5_T.20
Table A5.20 - Summer peak demand forecasts in the Low demand growth scenario (MW)
Table of contents
| Capacity Year | 10% POE | 50% POE | 90% POE
| 2023-24 | 4302 | 4005 | 3758
| 2024-25 | 4345 | 4067 | 3793
| 2025-26 | 4357 | 4075 | 3819
| 2026-27 | 4528 | 4254 | 4002
| 2027-28 | 4535 | 4292 | 4012
| 2028-29 | 4553 | 4303 | 4026
| 2029-30 | 4682 | 4444 | 4160
| 2030-31 | 4771 | 4525 | 4248
| 2031-32 | 5059 | 4783 | 4527
| 2032-33 | 5313 | 5075 | 4793
| 2033-34 | 5393 | 5141 | 4868
| Average growth | 2.3% | 2.5% | 2.6%

## A5_T.21
Table A5.21 - Summer peak demand forecasts in the Expected demand growth scenario (MW)
Table of contents
| Capacity Year | 10% POE | 50% POE | 90% POE
| 2023-24 | 4304 | 4007 | 3759
| 2024-25 | 4388 | 4108 | 3835
| 2025-26 | 4464 | 4177 | 3917
| 2026-27 | 4555 | 4278 | 4010
| 2027-28 | 4656 | 4402 | 4102
| 2028-29 | 4772 | 4504 | 4211
| 2029-30 | 4998 | 4740 | 4434
| 2030-31 | 5361 | 5090 | 4794
| 2031-32 | 5662 | 5356 | 5077
| 2032-33 | 5889 | 5621 | 5315
| 2033-34 | 6135 | 5849 | 5541
| Average growth | 3.6% | 3.9% | 4%

## A5_T.22
Table A5.22 - Summer peak demand forecasts in the High demand growth scenario (MW)
Table of contents
| Capacity Year | 10% POE | 50% POE | 90% POE
| 2023-24 | 4303 | 4007 | 3759
| 2024-25 | 4449 | 4169 | 3897
| 2025-26 | 4604 | 4314 | 4054
| 2026-27 | 4783 | 4496 | 4223
| 2027-28 | 5282 | 5009 | 4711
| 2028-29 | 5453 | 5172 | 4871
| 2029-30 | 5752 | 5469 | 5170
| 2030-31 | 6340 | 6028 | 5738
| 2031-32 | 6699 | 6355 | 6065
| 2032-33 | 6869 | 6559 | 6252
| 2033-34 | 7570 | 7215 | 6910
| Average growth | 5.8% | 6.1% | 6.3%

## A6_T.23
Table A6.23 - Winter peak demand forecasts in the Low demand growth scenario (MW)
Table of contents
| Capacity Year | 10% POE | 50% POE | 90% POE
| 2023-24 | 3808 | 3696 | 3590
| 2024-25 | 3832 | 3721 | 3614
| 2025-26 | 3996 | 3875 | 3777
| 2026-27 | 4111 | 3978 | 3879
| 2027-28 | 4156 | 4027 | 3921
| 2028-29 | 4294 | 4166 | 4055
| 2029-30 | 4398 | 4271 | 4156
| 2030-31 | 4657 | 4517 | 4396
| 2031-32 | 4993 | 4841 | 4717
| 2032-33 | 5161 | 5003 | 4878
| 2033-34 | 5228 | 5070 | 4942
| Average growth | 3.2% | 3.2% | 3.2%

## A6_T.24
Table A6.24 - Winter peak demand forecasts in the Expected demand growth scenario (MW)
Table of contents
| Capacity Year | 10% POE | 50% POE | 90% POE
| 2023-24 | 3812 | 3700 | 3595
| 2024-25 | 3914 | 3801 | 3693
| 2025-26 | 4011 | 3890 | 3790
| 2026-27 | 4132 | 4003 | 3904
| 2027-28 | 4279 | 4148 | 4037
| 2028-29 | 4541 | 4407 | 4288
| 2029-30 | 4910 | 4766 | 4640
| 2030-31 | 5287 | 5129 | 4993
| 2031-32 | 5609 | 5440 | 5300
| 2032-33 | 5944 | 5766 | 5619
| 2033-34 | 6163 | 5975 | 5826
| Average growth | 4.9% | 4.9% | 4.9%

## A6_T.25
Table A6.25 - Winter peak demand forecasts in the High demand growth scenario (MW)
Table of contents
| Capacity Year | 10% POE | 50% POE | 90% POE
| 2023-24 | 3811 | 3699 | 3594
| 2024-25 | 4026 | 3912 | 3802
| 2025-26 | 4201 | 4076 | 3973
| 2026-27 | 4667 | 4521 | 4412
| 2027-28 | 5110 | 4954 | 4831
| 2028-29 | 5769 | 5601 | 5464
| 2029-30 | 6467 | 6278 | 6122
| 2030-31 | 7028 | 6818 | 6648
| 2031-32 | 7407 | 7177 | 6998
| 2032-33 | 8330 | 8082 | 7890
| 2033-34 | 8762 | 8495 | 8294
| Average growth | 8.7% | 8.7% | 8.7%

## A7_T.26
Table A7.26 - Summer minimum demand forecasts in the Expected demand growth scenario (MW)
Table of contents
| Capacity Year | 10% POE | 50% POE | 90% POE
| 2023-24 | 732 | 636 | 525
| 2024-25 | 620 | 499 | 391
| 2025-26 | 464 | 354 | 239
| 2026-27 | 333 | 212 | 99
| 2027-28 | 224 | 76 | -40
| 2028-29 | 67 | -64 | -204
| 2029-30 | 51 | -84 | -229
| 2030-31 | 166 | -13 | -166
| 2031-32 | 188 | 27 | -129
| 2032-33 | 205 | 7 | -146
| 2033-34 | 211 | 10 | -157
| Average growth | -11.7% | -33.7% | -11.4%

## A7_T.27
Table A7.27 - Winter minimum demand forecasts in the Expected demand growth scenario (MW)
Table of contents
| Capacity Year | 10% POE | 50% POE | 90% POE
| 2023-24 | 771 | 650 | 534
| 2024-25 | 638 | 518 | 374
| 2025-26 | 531 | 386 | 236
| 2026-27 | 480 | 323 | 148
| 2027-28 | 376 | 241 | 73
| 2028-29 | 325 | 190 | 6
| 2029-30 | 463 | 243 | 61
| 2030-31 | 496 | 311 | 71
| 2031-32 | 648 | 412 | 147
| 2032-33 | 688 | 530 | 260
| 2033-34 | 688 | 480 | 217
| Average growth | -1.1% | -3% | -8.6%

## A7_T.28
Table A7.28 - Shoulder minimum demand forecasts in the Expected demand growth scenario (MW)
Table of contents
| Capacity Year | 10% POE | 50% POE | 90% POE
| 2023-24 | 623 | 510 | 377
| 2024-25 | 521 | 381 | 256
| 2025-26 | 332 | 216 | 75
| 2026-27 | 212 | 101 | -26
| 2027-28 | 57 | -60 | -172
| 2028-29 | -39 | -179 | -329
| 2029-30 | 4 | -158 | -322
| 2030-31 | 96 | -78 | -230
| 2031-32 | 85 | -59 | -226
| 2032-33 | 93 | -65 | -231
| 2033-34 | 84 | -76 | -233
| Average growth | -18.1% | -17.3% | -4.7%

## A8_T.29
Table A7.29 - Expected unserved energy results under Expected scenario, 2024-25 to 2033-34
Table of contents
| Capacity Year | Operational consumption (MWh) | 0.0002% of operational consumption (MWh) | EUE (MWh) | EUE (%)
| 2024-25 | 18018230 | 36 | 23 | 0.00013%
| 2025-26 | 18082420 | 36 | 8 | 4e-05%
| 2026-27 | 18287250 | 37 | 1.5 | 1e-05%
| 2027-28 | 18530040 | 37 | 11 | 6e-05%
| 2028-29 | 19188220 | 38 | 98 | 0.00051%
| 2029-30 | 20799680 | 42 | 22804 | 0.1096%
| 2030-31 | 22832890 | 46 | 465356 | 2.038%
| 2031-32 | 24464770 | 49 | 769962 | 3.147%
| 2032-33 | 26117930 | 52 | 1469706 | 5.627%
| 2033-34 | 27867570 | 56 | 2377144 | 8.53%
Source: AEMO and EY.

## A9_T.30
Table A9.30 - Capacities of existing Facilities
Table of contents
| Market Participant | Facility | Capacity Credits 2024-25 (MW) | Capacity Credits 2025-26 (MW) | Max Capacity (MW) | Retirement
| Alcoa of Australia | ALCOA_WGP | 16 | 16 | 26
| Alinta Sales Pty Ltd | ALINTA_PNJ_U1 | 142.45 | 142.45 | 143
|  | ALINTA_PNJ_U2 | 142.45 | 142.45 | 143
|  | ALINTA_WGP_GT | 196 | 196 | 196
|  | ALINTA_WGP_U2 | 196 | 196 | 196
|  | ALINTA_WWF | 15.121 | 14.006 | 89.1
|  | BADGINGARRA_WF1 | 25.066 | 24.285 | 130
|  | YANDIN_WF1 | 33.388 | 34.54 | 211.7
| Amanda Energy Pty Ltd | BIOGAS01 | 0.414 | 0.387 | 2
| BEI WWF Pty Ltd ATF WWF Trust | WARRADARGE_WF1 | 29.788 | 28.959 | 180
| Blair Fox Pty Ltd AFT Blair Fox Trust | BLAIRFOX_KARAKIN_WF1 | 0.309 | 0.151 | 5
| Bluewaters Power 1 Pty Ltd | BW1_BLUEWATERS_G2 | 217 | 217 | 217 | 1/10/2030A
| Bluewaters Power 2 Pty Ltd | BW2_BLUEWATERS_G1 | 217 | 217 | 217 | 1/10/2030A
| Collgar Wind Farm | INVESTEC_COLLGAR_WF1 | 25.162 | 24.243 | 218.5
| Denmark Community Windfarm Ltd | DCWL_DENMARK_WF1 | 0.492 | 0.491 | 1.44
| EDWF Manager Pty Ltd | EDWFMAN_WF1 | 11.404 | 10.32 | 80
| Goldfields Power | PRK_AG | 59.748 | 0 | 68
| Landfill Gas & Power Pty Ltd | RED_HILL | 2.603 | 2.497 | 3.75
|  | TAMALA_PARK | 4.018 | 3.835 | 5.55
| MEG HP1 Pty Ltd | NORTHAM_SF_PV1 | 0.821 | 0.811 | 9.8
| Merredin Energy | NAMKKN_MERR_SG1 | 82 | 82 | 82
| Merredin Project Company Pty Ltd ATF The Merredin | MERSOLAR_PV1 | 7.062 | 7.694 | 100
| Metro Power Company Pty Ltd | AMBRISOLAR_PV1 | 0.918 | 0.809 | 0.96
|  | SKYFRM_MTBARKER_WF1 | 0.748 | 0.82 | 2.43
| Mumbida Wind Farm Pty Ltd | MWF_MUMBIDA_WF1 | 7.909 | 6.962 | 55
| NewGen Neerabup Partnership | NEWGEN_NEERABUP_GT1 | 330.6 | 330.6 | 342
| NewGen Power Kwinana Pty Ltd | NEWGEN_KWINANA_CCG1 | 327.8 | 327.8 | 334.8
| Perth Energy Pty Ltd | ROCKINGHAM | 1.447 | 1.241 | 4
|  | SOUTH_CARDUP | 0 | 1.788 | 1.912
| SRV AGWF Pty Ltd as Trustee for AGWF Trust | ALBANY_WF1 | 6.195 | 6.09 | 21.6
|  | GRASMERE_WF1 | 4.22 | 4.268 | 13.8
| SRV GRSF pty Ltd as Trustee for GRSF Trust | GREENOUGH_RIVER_PV1 | 3.81 | 4.01 | 40
| Synergy | BREMER_BAY_WF1 | 0.201 | 0.226 | 0.6
|  | COCKBURN_CCG1 | 240 | 240 | 249.707
|  | COLLIE_G1 | 317.2 | 317.2 | 318.3 | 2027-10-01
|  | KALBARRI_WF1 | 0.155 | 0.12 | 1.6
|  | KEMERTON_GT11 | 155 | 155 | 171.8
|  | KEMERTON_GT12 | 155 | 155 | 171.8
|  | KWINANA_ESR1 | 45.25 | 44.25 | 100
|  | KWINANA_GT2 | 98.5 | 98.5 | 103.94
|  | KWINANA_GT3 | 99.2 | 99.2 | 103.94
|  | MUJA_G7 | 211 | 211 | 212.6 | 2029-10-01
|  | MUJA_G8 | 211 | 211 | 212.6 | 2029-10-01
|  | PINJAR_GT1 | 31 | 29.301 | 40.35
|  | PINJAR_GT10 | 110.5 | 110.5 | 118.2
|  | PINJAR_GT11 | 124 | 123.7 | 128.2
|  | PINJAR_GT2 | 30.5 | 30.8 | 40.35
|  | PINJAR_GT3 | 37 | 37 | 42
|  | PINJAR_GT4 | 37 | 37 | 42
|  | PINJAR_GT5 | 37 | 37 | 42
|  | PINJAR_GT7 | 37 | 36.395 | 42
|  | PINJAR_GT9 | 111 | 110.5 | 118.2
| Tesla Corporation Management | TESLA_PICTON_G1 | 9.999 | 9.999 | 9.999
| Tesla Geraldton Pty Ltd | TESLA_GERALDTON_G1 | 9.999 | 9.999 | 9.999
| Tesla Kemerton Pty Ltd | TESLA_KEMERTON_G1 | 9.999 | 8.286 | 9.999
| Tesla Northam Pty Ltd | TESLA_NORTHAM_G1 | 9.9 | 9.9 | 9.999
| Tronox Management Pty Ltd10 | TIWEST_COG1 | 36 | 36 | 42.1
| Waste Gas Resources Pty Ltd | HENDERSON_RENEWABLE_IG1 | 1.501 | 1.436 | 3.192
| Western Energy Pty Ltd | PERTHENERGY_KWINANA_GT1 | 109 | 109 | 109
A. Retirement date for Bluewaters is estimated by AEMO and does not reflect any decision by Bluewaters.

## A9_T.31
Table A9.31 - DSP capability and availabilityA
Table of contents
| Market Participant | DSP Name | Capacity Credits 2024-25 (MW) | Capacity Credits 2025-26 (MW) | Maximum MW available to provide Reserve Capacity
| Bluewaters Power 1 Pty Ltd | GRIFFINP_DSP_01 | 20 | 20 | 20
| Synergy | SYNERGY_DSP_04 | 42 | 33.136 | 42
| Wesfarmers Kleenheat Gas Pty Ltd | PREMPWR_DSP_02 | 23 | 18.689 | 24
A. DSPs must be available to provide at least 200 hours’ Reserve Capacity during a Capacity Year for 2024-25 and 2025-26. From 2026-27 and onward, DSPs must be available to provide at least 50 hours of Reserve Capacity during a Capacity year. This availability must cover no less than 12 hours per Business Day between 08:00 and 20:00.

## A9_T.32
Table A9.32 - Capacities of committed projects received Capacity Credits or contracted for NCESS for peak demand, 2024-26A
Table of contents
| Market Participant | Facility | Capacity 2024-25 (MW) | Capacity 2025-26 (MW) | Maximum Capacity (MW)
| Neoen Australia Pty LtdA | COLLIE_ESR1 | 196.725 | 196.700B | 200
| Cunderdin Development Pty Ltd | SBSOLAR1_CUNDERDIN_PV1 | 48.677 | 47.981 | 179.187
| East Rockingham RRF Project | ERRRF_WTE_G1 | 25.134 | 25.134 | 29
| Kwinana WTE Project Co | PHOENIX_KWINANA_WTE_G1 | 33.909 | 33.909 | 36
| Moonies Hill Energy | FLATROCKS_WF1 | 20.358 | 22.561 | 75.6
| PRD SWIS OPS PTY LTD | PRDSO_WALPOLE_HG1 | 1.5 | 1.5 | 1.5
| Alinta Sales Pty Ltd | ALINTA_WGP_ESR1 | 50 | 48.265 | 50
| Alinta Sales Pty LtdC | ALINTA_WGP_GT | 10 | 10 | 10
| Alinta Sales Pty LtdC | ALINTA_WGP_U2 | 10 | 10 | 10
| ENELX DSPD | ENELX DSP | 120 | 120 | 120
| Synergy | KWINANA_ESR2 | 200 | 200 | 200
A. ESR Capacity is modelled to depreciate over the outlook period.
B. COLLIE_ESR1 received a 200MW Capacity Credit for 2025-26 and it is procured under 2024-26 NCESS for Peak Demand NCESS. Modelled capacity is taken as the minimum of the two values.
C. The projects are upgrade to the existing Facilities to increase capacity by 10MW.
D. Capacity is expected to be available for 2024-26 NCESS contract period only.

## A9_T.33
Table A9.33 - Capacities of committed projects from the Facilities submitted a valid EOI or under contract negotiation for NCESS, 2025-27
Table of contents
| Generator Type | Capacity Credits (MW) | [8 empty] | Installed Nameplate (MW)
|  | 2025-26 | 2026-27 | 2027-28 | 2028-29 | 2029-30 | 2030-31 | 2031-32 | 2032-33 | 2033-34
| ESRA | 312.34 | 823.502 | 815.352 | 809.172 | 803.194 | 797.542 | 793.032 | 788.598 | 783.497 | 834.338
| DSP | 112.3 | 62.3 | 3.8 | 3.8 | 3.8 | 3.8 | 3.8 | 3.8 | 3.8 | 112.3
A. ESR group includes standalone batteries, the battery components of project, and the hydro projects.

## A9_T.34
Table A9.34 - Capacities of probable Facilities by Generator Type
Table of contents
| Generator Type | Capacity Credits (MW) | [7 empty] | Installed Nameplate (MW)
|  | 2026-27 | 2027-28 | 2028-29 | 2029-30 | 2030-31 | 2031-32 | 2032-33 | 2033-34
| Wind Generation | 87.2 | 87.2 | 87.2 | 87.2 | 87.2 | 87.2 | 87.2 | 87.2 | 476
| ESRA | 384.995 | 371.639 | 362.533 | 355.557 | 348.68 | 342.197 | 337.095 | 331.988 | 394.995
| Solar Farm | 22 | 22 | 22 | 22 | 22 | 22 | 22 | 22 | 110
| Distillate Generation | 19.998 | 19.998 | 19.998 | 19.998 | 19.998 | 19.998 | 19.998 | 19.998 | 19.998
A. ESR grouping includes standalone batteries, the battery components of project, and the hydro projects.

## A1_F.1
Figure A1.1 - Forecast real Western Australia economic growth under three scenarios, 2023-24 to 2033-24 financial years
Table of contents
Source: Source: Deloitte Access Economics and Oxford Economics Australia.
| Scenario | 2022-23 | 2023-24 | 2024-25 | 2025-26 | 2026-27 | 2027-28 | 2028-29 | 2029-30 | 2030-31 | 2031-32 | 2032-33 | 2033-34
| 2024 High |  | -0.6121% | 1.951% | 2.018% | 2.256% | 2.452% | 2.314% | 1.899% | 2.177% | 2.55% | 2.533% | 2.642%
| 2024 Expected |  | -0.904% | 1.359% | 1.381% | 1.599% | 1.863% | 1.786% | 1.484% | 1.63% | 1.92% | 1.868% | 1.853%
| 2024 Low |  | -0.9428% | 1.173% | 1.024% | 1.339% | 1.429% | 1.335% | 1.076% | 1.231% | 1.442% | 1.412% | 1.359%
| 2023 High | 1.905% | 4.368% | 4.175% | 3.764% | 3.464% | 3.4% | 3.241% | 3.072% | 2.988% | 2.973% | 2.9%
| 2023 Expected | 0.7416% | 3.464% | 2.991% | 3.448% | 3.682% | 3.374% | 2.917% | 2.886% | 2.772% | 2.643% | 2.51%
| 2023 Low | 0.2151% | 0.4853% | 1.33% | 3.373% | 3.035% | 3.344% | 3.227% | 3.061% | 2.738% | 2.711% | 2.648%

## A1_F.2
Figure A1.2 - Forecast national and Western Australian economic average annual growth rates under three scenarios, 2023-24 to 2033-34 financial years
Table of contents
Source: Deloitte Access Economics.
|  | Low | Expected | High
|  | % | % | %
| Australia | 1.46% | 1.856% | 2.451%
| Western Australia | 1.282% | 1.674% | 2.279%

## A1_F.3
Figure A1.3 - Forecast Western Australian population under three scenarios, 2023 and 2024 WEM ESOOs (millions)
Table of contents
Source: Delloite Access Economics.
| Scenario | 2022-23 | 2023-24 | 2024-25 | 2025-26 | 2026-27 | 2027-28 | 2028-29 | 2029-30 | 2030-31 | 2031-32 | 2032-33 | 2032-34
| 2024 High |  | 2912.7122 | 2960.1368 | 3003.774 | 3048.645 | 3093.9653 | 3139.2571 | 3184.5623 | 3229.9405 | 3275.4799 | 3321.5478 | 3367.9
| 2024 Expected |  | 2910.8578 | 2954.9376 | 2994.4948 | 3034.3153 | 3073.8037 | 3112.6212 | 3150.8389 | 3188.5492 | 3225.8579 | 3263.0978 | 3300.2389
| 2024 Low |  | 2908.7093 | 2949.3612 | 2984.8382 | 3019.6831 | 3053.4242 | 3085.8362 | 3117.0636 | 3147.2341 | 3176.4815 | 3205.107 | 3233.2812
| 2023 High | 2842.47 | 2907.909 | 2973.219 | 3037.307 | 3100.405 | 3163.653 | 3227.083 | 3290.7 | 3354.536 | 3418.575 | 3482.829
| 2023 Expected | 2838.301 | 2892.917 | 2945.269 | 2996.094 | 3045.623 | 3094.986 | 3144.189 | 3193.24 | 3242.164 | 3290.955 | 3339.629
| 2023 Low | 2835.514 | 2881.232 | 2925.744 | 2969.125 | 3011.021 | 3052.569 | 3093.764 | 3134.614 | 3175.144 | 3215.339 | 3255.236

## A1_F.4
Figure A1.4 - Forecast for SWIS annual new residential connections under three scenarios, 2023-24 to 2033-34
Table of contents
Source: AEMO and Delloite Access Economics.
| Scenario | 2023-24 | 2024-25 | 2025-26 | 2026-27 | 2027-28 | 2028-29 | 2029-30 | 2030-31 | 2031-32 | 2032-33 | 2032-34
| 2024 High | 14230 | 14409 | 17168 | 19383 | 20120 | 20619 | 20187 | 19192 | 18898 | 19592 | 20089
| 2024 Expected | 14227 | 14371 | 17053 | 19128 | 19718 | 20079 | 19539 | 18479 | 18072 | 18612 | 18958
| 2024 Low | 14227 | 14368 | 17071 | 19099 | 19648 | 19920 | 19285 | 18154 | 17672 | 18119 | 18380
| 2023 High | 15306 | 16864 | 19506 | 23365 | 26813 | 28220 | 29464 | 29262 | 29087 | 29499
| 2023 Expected | 14568 | 15831 | 17812 | 20305 | 22149 | 22790 | 23930 | 24242 | 24557 | 25106
| 2023 Low | 14235 | 15182 | 16418 | 18261 | 19774 | 20394 | 21353 | 21400 | 21439 | 21871

## A1_F.5
Figure A1.5 - Total installed DPV capacity by sector under three scenarios, 2023-24 to 2033-34 (GW degraded)
Table of contents
Note: Note: forecast DPV values are inclusive of expected degradation of solar panel output over time. CSIRO applied a degradation rate of 0.5% per annum and GEM applied a degradation rate of 0.7% per annum.
Source: CSIRO, GEM, and AEMO.
|  |  | Residential PV | Business PV | PVNSG
| Year | Scenario | MW degraded | MW degraded | MW degraded
| 2023-24 | Low | 2226 | 321 | 43
|  | Expected | 2379 | 347 | 59
|  | High | 2208 | 324 | 59
| 2024-25 | Low | 2317 | 342 | 45
|  | Expected | 2591 | 399 | 73
|  | High | 2490 | 365 | 73
| 2025-26 | Low | 2431 | 373 | 49
|  | Expected | 2814 | 453 | 90
|  | High | 2775 | 410 | 90
| 2026-27 | Low | 2642 | 412 | 52
|  | Expected | 3119 | 511 | 107
|  | High | 3158 | 458 | 108
| 2027-28 | Low | 2874 | 459 | 55
|  | Expected | 3430 | 568 | 124
|  | High | 3550 | 506 | 125
| 2028-29 | Low | 3101 | 504 | 58
|  | Expected | 3736 | 622 | 142
|  | High | 3938 | 549 | 141
| 2029-30 | Low | 3332 | 553 | 61
|  | Expected | 4032 | 673 | 160
|  | High | 4334 | 590 | 158
| 2030-31 | Low | 3584 | 592 | 65
|  | Expected | 4372 | 724 | 179
|  | High | 4730 | 628 | 174
| 2031-32 | Low | 3822 | 628 | 68
|  | Expected | 4709 | 774 | 198
|  | High | 5124 | 665 | 191
| 2032-33 | Low | 4042 | 661 | 72
|  | Expected | 5051 | 825 | 218
|  | High | 5510 | 701 | 209
| 2033-34 | Low | 4236 | 690 | 75
|  | Expected | 5376 | 876 | 238
|  | High | 5875 | 737 | 227

## A1_F.6
Figure A1.6 - Total installed DPV capacity under three scenarios, 2023 and 2024 WEM ESOOs, 2023-24 to 2033-34 (GW degraded)
Table of contents
Source: CSIRO, GEM, and AEMO.
| Scenario | Unit | 2023-24 | 2024-25 | 2025-26 | 2026-27 | 2027-28 | 2028-29 | 2029-30 | 2030-31 | 2031-32 | 2032-33 | 2033-34
| 2024 High | GW degraded | 2.59 | 2.93 | 3.28 | 3.72 | 4.18 | 4.63 | 5.08 | 5.53 | 5.98 | 6.42 | 6.84
| 2024 Expected | GW degraded | 2.78 | 3.06 | 3.36 | 3.74 | 4.12 | 4.5 | 4.87 | 5.28 | 5.68 | 6.09 | 6.49
| 2024 Low | GW degraded | 2.59 | 2.7 | 2.85 | 3.11 | 3.39 | 3.66 | 3.95 | 4.24 | 4.52 | 4.77 | 5
| 2023 High | GW degraded | 2.72 | 2.99 | 3.25 | 3.61 | 4.05 | 4.51 | 4.96 | 5.33 | 5.66 | 5.96
| 2023 Expected | GW degraded | 2.71 | 2.96 | 3.22 | 3.52 | 3.85 | 4.18 | 4.5 | 4.78 | 5.05 | 5.32
| 2023 Low | GW degraded | 2.5 | 2.63 | 2.76 | 2.92 | 3.11 | 3.3 | 3.48 | 3.65 | 3.81 | 3.96

## A1_F.7
Figure A1.7 - Forecast installed DESS capacity in the SWIS under three scenarios, 2022-23 to 2033-34 (MW)
Table of contents
| Scenario | Unit | 2023-24 | 2024-25 | 2025-26 | 2026-27 | 2027-28 | 2028-29 | 2029-30 | 2030-31 | 2031-32 | 2032-33 | 2033-34
| 2024 High | GW degraded | 87.9411 | 83.7257 | 128.7307 | 273.5391 | 429.5057 | 607.7565 | 841.9607 | 1092.7945 | 1356.2142 | 1622.4734 | 1887.2049
| 2024 Expected | GW degraded | 67.2994 | 78.747 | 137.4341 | 262.34 | 395.2871 | 543.2009 | 741.3032 | 950.2215 | 1164.7651 | 1383.2284 | 1596.7355
| 2024 Low | GW degraded | 108.3796 | 127.5458 | 139.0518 | 134.8037 | 129.8367 | 137.665 | 171.6846 | 220.2487 | 260.5805 | 293.0341 | 320.0399

## A1_F.8
Figure A1.8 - Forecast DESS storage capacity in the SWIS under three scenarios from the 2023 and 2024 WEM ESOOs, 2023-24 to 2033-34 (MWh degraded)
Table of contents
Note: comparisons with the 2023 forecasts have been presented because there have been notable changes.
Source: CSIRO, GEM and AEMO.
| Scenario | Unit | 2022-23 | 2023-24 | 2024-25 | 2025-26 | 2026-27 | 2027-28 | 2028-29 | 2029-30 | 2030-31 | 2031-32 | 2032-33 | 2033-34
| 2024 High | MWh degraded |  | 184 | 173 | 275 | 612 | 961 | 1348 | 1855 | 2379 | 2910 | 3428 | 3914
| 2024 Expected | MWh degraded |  | 142 | 167 | 302 | 593 | 891 | 1212 | 1642 | 2079 | 2509 | 2929 | 3310
| 2024 Low | MWh degraded |  | 226 | 263 | 281 | 262 | 242 | 254 | 326 | 428 | 508 | 569 | 616
| 2023 High | MWh degraded | 168 | 279 | 602 | 947 | 1327 | 1764 | 2286 | 2964 | 3559 | 4117 | 4616
| 2023 Expected | MWh degraded | 183 | 340 | 627 | 933 | 1254 | 1597 | 1982 | 2492 | 2924 | 3326 | 3736
| 2023 Low | MWh degraded | 169 | 201 | 230 | 258 | 286 | 317 | 353 | 395 | 433 | 474 | 518

## A1_F.9
Figure A1.9 - Actual and projected BEV and PHEV fleet size in the WEM under three scenarios, 2023 and 2024 WEM ESOOs, 2019-20 to 2033 34 ('000)
Table of contents
Source: EVC, FCAI, and CSIRO.
| Scenario | 2019-20 | 2020-21 | 2021-22 | 2022-23 | 2023-24 | 2024-25 | 2025-26 | 2026-27 | 2027-28 | 2028-29 | 2029-30 | 2030-31 | 2031-32 | 2032-33 | 2033-34
| Actual | 1927.5201 | 3656.2171 | 7178.33 | 14636.9788
| 2024 High |  |  |  |  | 33116.5638 | 64619.2722 | 107462.9722 | 161919.9949 | 226554.0522 | 296903.9339 | 376936.3989 | 466961.2537 | 567944.2491 | 694415.0631 | 874613.3923
| 2024 Expected |  |  |  |  | 28448.6196 | 51888.3745 | 84105.6111 | 125134.452 | 173276.1658 | 224959.1348 | 283187.1583 | 346367.5766 | 414665.6392 | 487906.3649 | 566446.0193
| 2024 Low |  |  |  |  | 25105.3931 | 42171.4465 | 65790.9488 | 95291.0576 | 130007.743 | 166989.2884 | 208440.31 | 254220.5834 | 304511.8009 | 358979.5866 | 417633.4394
| 2023 High |  |  |  | 11386.5956 | 26254.7332 | 61956.3192 | 117301.9685 | 195756.7745 | 298827.7236 | 422534.82 | 565737.5547 | 744025.6354 | 922313.7161 | 1100601.7969
| 2023 Expected |  |  |  | 9977.1324 | 17328.083 | 36436.3693 | 75300.284 | 131061.1438 | 205687.1115 | 298307.2547 | 406458.0893 | 522316.4827 | 649408.8042 | 794117.3292
| 2023 Low |  |  |  | 9050.4386 | 12456.5786 | 20200.676 | 35215.0924 | 58402.5752 | 89332.8794 | 127045.7704 | 170059.5217 | 218402.5173 | 272039.358 | 330970.6252

## A1_F.10
Figure A1.10 - Projected BEV and PHEV fleet electricity consumption under three scenarios, 2023 and 2024 WEM ESOOs, 2023-24 to 2033-34 (GWh)
Table of contents
Source: CSIRO.
| Scenario | Unit | 2022-23 | 2023-24 | 2024-25 | 2025-26 | 2026-27 | 2027-28 | 2028-29 | 2029-30 | 2030-31 | 2031-32 | 2032-33 | 2033-34
| 2024 High | GWh |  | 57.6615 | 117.8841 | 210.5703 | 334.2452 | 487.1653 | 662.1523 | 866.5404 | 1115.5222 | 1423.7857 | 1832.1108 | 2457.2969
| 2024 Expected | GWh |  | 51.0058 | 96.0614 | 164.1651 | 254.4056 | 365.5131 | 493.3205 | 644.2562 | 820.1419 | 1017.6759 | 1232.1915 | 1468.9089
| 2024 Low | GWh |  | 46.2973 | 79.9301 | 129.5051 | 194.3634 | 272.7056 | 358.9572 | 454.9765 | 568.3001 | 702.6173 | 854.1322 | 1025.5152
| 2023 High | GWh | 23.9153 | 59.3965 | 150.5404 | 310.3781 | 538.4748 | 846.654 | 1227.8467 | 1716.9073 | 2422.2918 | 3262.462 | 4085.019
| 2023 Expected | GWh | 21.0238 | 37.3637 | 80.5498 | 182.0662 | 344.1491 | 565.3249 | 844.9795 | 1181.6707 | 1562.3598 | 2006.1848 | 2582.5443
| 2023 Low | GWh | 19.714 | 28.676 | 46.7768 | 86.1695 | 149.9483 | 238.9714 | 350.5236 | 484.743 | 641.2409 | 819.8669 | 1016.9423

## A1_F.11
Figure A1.11 - Split of charging types for medium residential vehicles, Expected scenario, 2022-23 to 2033-34
Table of contents
Source: CSIRO and AEMO.
| Vehicle & Charge Description | Unit | 2022-23 | 2023-24 | 2024-25 | 2025-26 | 2026-27 | 2027-28 | 2028-29 | 2029-30 | 2030-31 | 2031-32 | 2032-33 | 2033-34
| Residential - Public Charging | % | 6.9% | 7.3% | 7.6% | 8% | 8.4% | 8.8% | 9.1% | 9.5% | 9.9% | 10.3% | 10.6% | 11%
| Residential - TOU Grid Solar Charging | % | 2.1% | 2.5% | 2.9% | 3.1% | 3.3% | 3.6% | 3.7% | 3.9% | 4% | 4% | 4.1% | 4.1%
| Residential - TOU Home Solar Charging | % | 8.8% | 10% | 11.2% | 12.4% | 13.6% | 14.8% | 16% | 17.2% | 15.6% | 14.2% | 12.8% | 11.5%
| Residential - Coordinated Charging | % | 0% | 0% | 0% | 0.1% | 0.3% | 0.5% | 0.7% | 1% | 2.1% | 3.1% | 4.2% | 5.2%
| Residential - Unscheduled Charging | % | 82.3% | 80.3% | 78.4% | 76.4% | 74.4% | 72.5% | 70.5% | 68.5% | 67.3% | 66% | 64.8% | 63.5%
| Residential - Vehicle to Grid | % | 0% | 0% | 0% | 0% | 0% | 0% | 0% | 0% | 0.6% | 1.2% | 1.8% | 2.4%
| Residential - Vehicle to Home | % | 0% | 0% | 0% | 0% | 0% | 0% | 0% | 0% | 0.6% | 1.2% | 1.8% | 2.4%

## A1_F.12
Figure A1.12 - Forecast total energy efficiency savings in the BMM and residential sectors under three scenarios, 2023 and 2024 WEM ESOOs, 2022-23 to 2033-34 (TWh)
Table of contents
Source: AEMO and SPR.
| Scenario | Unit | 2022-23 | 2023-24 | 2024-25 | 2025-26 | 2026-27 | 2027-28 | 2028-29 | 2029-30 | 2030-31 | 2031-32 | 2032-33 | 2033-34
| 2024 High | GWh |  | 1.7975 | 175.9748 | 453.9094 | 769.2376 | 1151.0675 | 1522.7511 | 1847.6842 | 2158.029 | 2462.8756 | 2752.3223 | 3039.4964
| 2024 Expected | GWh |  | 2.086 | 170.8798 | 418.5049 | 686.0627 | 1005.27 | 1332.9986 | 1630.3984 | 1917.2736 | 2202.5695 | 2472.6619 | 2738.344
| 2024 Low | GWh |  | 1.131 | 149.9318 | 331.6508 | 501.0581 | 680.5833 | 905.6116 | 1133.8326 | 1343.2821 | 1539.3917 | 1734.3285 | 1928.3621
| 2023 High | GWh | 11.0612 | 61.729 | 204.6202 | 430.618 | 702.2089 | 983.2002 | 1246.0774 | 1491.1929 | 1762.1163 | 2031.6551 | 2300.1307
| 2023 Expected | GWh | 10.331 | 57.7028 | 188.576 | 372.9911 | 577.6981 | 791.4238 | 995.4511 | 1193.4696 | 1420.1245 | 1645.7618 | 1868.5071
| 2023 Low | GWh | 9.0886 | 45.3095 | 131.9158 | 234.7636 | 329.2729 | 426.8876 | 547.63 | 674.6882 | 799.2951 | 909.9336 | 1016.3131

## A1_F.13
Figure A1.13 - Forecast total annual electricity consumption from business and residential electrification (excluding EVs) under three scenarios, 2022-23 to 2033-34 (TWh)
Table of contents
Note: The highest annual business and residential electricity consumption from electrification is forecast in the Low scenario between 2023-24 and 2026-27.
Source: AEMO, CSIRO and CWC.
| Scenario | Unit | 2022-23 | 2023-24 | 2024-25 | 2025-26 | 2026-27 | 2027-28 | 2028-29 | 2029-30 | 2030-31 | 2031-32 | 2032-33 | 2033-34
| 2024 High | GWh |  | 9.3212 | 77.1482 | 308.7373 | 1165.2546 | 3175.6062 | 4360.845 | 6044.4458 | 8523.9289 | 9591.2956 | 11251.5511 | 13596.5015
| 2024 Expected | GWh |  | 16.3597 | 84.34 | 237.7651 | 539.6846 | 997.3271 | 1638.952 | 3031.1312 | 4834.0699 | 6150.8275 | 7272.4502 | 8139.3048
| 2024 Low | GWh |  | 50.8791 | 175.9355 | 488.5455 | 1433.3837 | 1640.1944 | 1865.4267 | 2561.2183 | 3217.1071 | 4701.5665 | 5879.3112 | 6095.0866
| 2023 High | GWh | 0 | 23.9956 | 170.6046 | 736.5316 | 1889.0432 | 2791.5686 | 4269.2347 | 5692.4378 | 7319.9049 | 10263.2306 | 12248.8321
| 2023 Expected | GWh | 0 | 19.7002 | 99.1814 | 298.693 | 679.2105 | 1003.987 | 1667.6892 | 2973.7872 | 4737.2989 | 6025.6465 | 7124.4222
| 2023 Low | GWh | 0 | 49.5463 | 171.6559 | 475.4093 | 1391.8987 | 1593.3032 | 1812.6267 | 2487.9508 | 3124.8671 | 4566.1255 | 5713.5182

## A1_F.14
Figure A1.14 - Forecast total electricity consumption for hydrogen production in SWIS under three scenarios, 2023 and 2024 WEM ESOOs, 2022-23 to 2033-34 (TWh)
Table of contents
Source: AEMO, CSIRO and CWC.
| Scenario | Unit | 2022-23 | 2023-24 | 2024-25 | 2025-26 | 2026-27 | 2027-28 | 2028-29 | 2029-30 | 2030-31 | 2031-32 | 2032-33 | 2033-34
| 2024 High | GWh |  | 0.27508 | 1.193 | 1.4712 | 1.4722 | 1.4742 | 820.481 | 4108.7656 | 7402.662 | 10339.066 | 13150.459 | 17458.34
| 2024 Expected | GWh |  | 0.27508 | 1.193 | 1.4712 | 1.4722 | 1.4742 | 61.675 | 283.7352 | 478.2589 | 776.9556 | 1251.0367 | 2039.2782
| 2024 Low | GWh |  | 0.27508 | 1.193 | 1.4712 | 1.4722 | 1.4742 | 22.8405 | 86.9484 | 87.008 | 87.1271 | 86.9484 | 99.0001
| 2023 High | GWh | 0 | 0 | 869.6389 | 4584.232 | 8810.639 | 12647.27 | 16397 | 17770.51 | 18117.959 | 18241.167 | 18542.46
| 2023 Expected | GWh | 0 | 5.2994 | 21.1976 | 24.6528 | 131.9665 | 443.2219 | 668.5501 | 1160.8363 | 1193.3482 | 1319.3052 | 1526.4417
| 2023 Low | GWh | 0 | 7.8213 | 31.3071 | 31.3731 | 47.0289 | 93.9321 | 170.9608 | 402.6243 | 402.9002 | 403.4517 | 402.6243

## A1_F.15
Figure A1.15 - Actual and forecast total electricity consumption for existing large industrial loads in the SWIS under three scenarios, 2023-24 to 2033-34 (TWh)
Table of contents
Source: AEMO and Western Power.
| Scenario | Unit | 2018-19 | 2019-20 | 2020-21 | 2021-22 | 2022-23 | 2023-24 | 2024-25 | 2025-26 | 2026-27 | 2027-28 | 2028-29 | 2029-30 | 2030-31 | 2031-32 | 2032-33 | 2033-34
| 2024 Actual | GWh | 4519.7849 | 4682.0123 | 4823.3452 | 4944.5127 | 4878.8434
| 2024 High | GWh | [5 empty] | 5291.391 | 5954.656 | 6354.322 | 6720.637 | 7348.181 | 7906.214 | 8208.424 | 8319.211 | 8448.128 | 8467.161 | 8492.111
| 2024 Expected | GWh | [5 empty] | 5228.424 | 5626.622 | 5778.292 | 5922.249 | 5951.778 | 6113.13 | 6169.956 | 6204.376 | 6222.245 | 6234.299 | 6239.062
| 2024 Low | GWh | [5 empty] | 5162.584 | 5343.887 | 5408.97 | 5468.998 | 5477.431 | 5542.314 | 5524.413 | 5508.177 | 5496.089 | 5484.043 | 5472.646
| 2023 Actual | GWh | 4466.1665 | 4627.0331 | 4762.5309 | 4859.7471
| 2023 High | GWh |  |  |  |  | 5282.623 | 5861.858 | 6487.792 | 7246.707 | 7691.688 | 7886.526 | 8253.686 | 8527.668 | 8620.906 | 8641.509 | 8643.884
| 2023 Expected | GWh |  |  |  |  | 5265.262 | 5734.423 | 6008.94 | 6193.103 | 6468.637 | 6515.677 | 6815.727 | 7061.069 | 7100.609 | 7110.154 | 7114.963
| 2023 Low | GWh |  |  |  |  | 5172.265 | 5326.619 | 5517.573 | 5690.827 | 5735.412 | 5764.421 | 5802.235 | 5868.106 | 5875.671 | 5874.279 | 5873.496

## A2_F.16
Figure A1.16 - Difference between forecast Reserve Capacity balance and Limb A requirements (MW)
Table of contents
| Scenario | POE | Unit | 2024-25 | 2025-26 | 2026-27 | 2027-28 | 2028-29 | 2029-30 | 2030-31 | 2031-32 | 2032-33 | 2033-34
| 2024 Expected | POE10 | MW | -317.4174 | -62.5766 | 46.3676 | -390.7159 | -529.0794 | -1178.2994 | -2002.121 | -2326.3456 | -2634.8035 | -2879.5666

## A2_F.17
Figure A2.17 - Forecast EUE by iteration and historical weather reference year for 2026 27 (MWh)
Table of contents
Source: EY.
| Iteration | Unit | 2010-11 | 2011-12 | 2012-13 | 2013-14 | 2014-15 | 2015-16 | 2016-17 | 2017-18 | 2018-19 | 2019-20 | 2020-21 | 2021-22
| 1 | MWh | 0 | 0 | 0 | 0 | 0 | 0 | 0 | 0 | 0 | 0 | 0 | 0
| 2 | MWh | 0 | 0 | 0 | 0 | 0 | 0 | 0 | 0 | 0 | 0 | 0 | 0
| 3 | MWh | 0 | 0 | 0 | 0 | 0 | 0 | 0 | 0 | 0 | 0 | 0 | 0
| 4 | MWh | 0 | 0 | 0 | 0 | 0 | 0 | 0 | 0 | 0 | 0 | 0 | 0
| 5 | MWh | 0 | 0 | 0 | 0 | 0 | 0 | 0 | 0 | 0 | 0 | 0 | 0
| 6 | MWh | 0 | 0 | 0 | 0 | 0 | 0 | 0 | 0 | 0 | 0 | 0 | 0
| 7 | MWh | 0 | 0 | 0 | 0 | 0 | 0 | 0 | 0 | 0 | 0 | 0 | 0
| 8 | MWh | 0 | 0 | 0 | 0 | 0 | 0 | 0 | 0 | 0 | 0 | 0 | 0
| 9 | MWh | 0 | 0 | 0 | 0 | 0 | 0 | 0 | 0 | 0 | 0 | 0 | 0
| 10 | MWh | 0 | 0 | 0 | 0 | 0 | 0 | 0 | 0 | 0 | 0 | 0 | 0
| 11 | MWh | 0 | 0 | 0 | 0 | 0 | 0 | 0 | 0 | 0 | 0 | 0 | 0
| 12 | MWh | 0 | 0 | 0 | 0 | 0 | 0 | 0 | 0 | 0 | 0 | 0 | 0
| 13 | MWh | 0 | 0 | 0 | 0 | 0 | 0 | 0 | 0 | 0 | 0 | 0 | 0
| 14 | MWh | 0 | 0 | 0 | 0 | 0 | 0 | 0 | 0 | 0 | 0 | 0 | 0
| 15 | MWh | 0 | 0 | 0 | 0 | 0 | 0 | 0 | 0 | 0 | 0 | 0 | 0
| 16 | MWh | 0 | 0 | 0 | 0 | 0 | 0 | 0 | 0 | 0 | 0 | 0 | 0
| 17 | MWh | 0 | 0 | 0 | 0 | 0 | 0 | 0 | 0 | 0 | 0 | 0 | 0
| 18 | MWh | 0 | 0 | 0 | 0 | 0 | 0 | 0 | 0 | 0 | 0 | 0 | 0
| 19 | MWh | 0 | 0 | 0 | 0 | 0 | 0 | 0 | 0 | 0 | 0 | 0 | 0
| 20 | MWh | 0 | 0 | 0 | 0 | 0 | 0 | 0 | 0 | 0 | 0 | 0 | 0
| 21 | MWh | 0 | 0 | 0 | 0 | 0 | 0 | 0 | 0 | 0 | 0 | 0 | 0
| 22 | MWh | 0 | 0 | 0 | 0 | 0 | 0 | 0 | 0 | 0 | 0 | 0 | 0
| 23 | MWh | 0 | 0 | 0 | 0 | 0 | 0 | 0 | 0 | 0 | 0 | 0 | 0
| 24 | MWh | 0 | 0 | 0 | 0 | 0 | 0 | 0 | 0 | 0 | 0 | 0 | 0
| 25 | MWh | 0 | 0 | 0 | 0 | 0 | 0 | 0 | 0 | 0 | 0 | 0 | 0
| 26 | MWh | 0 | 0 | 0 | 0 | 0 | 0 | 0 | 0 | 0 | 0 | 0 | 0
| 27 | MWh | 0 | 0 | 0 | 0 | 0 | 0 | 0 | 0 | 0 | 0 | 0 | 0
| 28 | MWh | 0 | 0 | 0 | 0 | 0 | 0 | 0 | 0 | 0 | 0 | 0 | 0
| 29 | MWh | 0 | 0 | 0 | 0 | 0 | 0 | 0 | 0 | 0 | 0 | 0 | 0
| 30 | MWh | 0 | 0 | 0 | 0 | 0 | 0 | 0 | 0 | 0 | 0 | 0 | 0
| 31 | MWh | 0 | 0 | 0 | 0 | 0 | 0 | 0 | 0 | 0 | 0 | 0 | 0
| 32 | MWh | 0 | 0 | 0 | 0 | 0 | 0 | 0 | 0 | 0 | 0 | 0 | 0
| 33 | MWh | 0 | 0 | 0 | 0 | 0 | 0 | 0 | 0 | 0 | 0 | 0 | 0
| 34 | MWh | 0 | 0 | 0 | 0 | 0 | 0 | 0 | 0 | 0 | 0 | 0 | 0
| 35 | MWh | 0 | 0 | 0 | 0 | 0 | 0 | 0 | 0 | 0 | 0 | 0 | 0
| 36 | MWh | 0 | 0 | 0 | 0 | 0 | 0 | 0 | 0 | 0 | 0 | 0 | 0
| 37 | MWh | 0 | 0 | 0 | 0 | 0 | 0 | 0 | 0 | 0 | 0 | 0 | 0
| 38 | MWh | 0 | 0 | 0 | 0 | 0 | 0 | 0 | 0 | 0 | 0 | 0 | 0
| 39 | MWh | 0 | 0 | 0 | 0 | 0 | 0 | 0 | 0 | 0 | 0 | 0 | 0
| 40 | MWh | 0 | 0 | 0 | 0 | 0 | 0 | 0 | 0 | 0 | 0 | 0 | 0
| 41 | MWh | 0 | 0 | 0 | 0 | 0 | 0 | 0 | 0 | 0 | 0 | 0 | 0
| 42 | MWh | 0 | 0 | 0 | 0 | 0 | 0 | 0 | 0 | 0 | 0 | 0 | 0
| 43 | MWh | 0 | 0 | 0 | 0 | 0 | 0 | 0 | 0 | 0 | 0 | 0 | 0
| 44 | MWh | 0 | 0 | 0 | 0 | 0 | 0 | 0 | 0 | 0 | 0 | 0 | 0
| 45 | MWh | 0 | 0 | 0 | 0 | 0 | 0 | 0 | 0 | 0 | 0 | 0 | 0
| 46 | MWh | 0 | 0 | 0 | 0 | 0 | 0 | 0 | 0 | 0 | 0 | 0 | 0
| 47 | MWh | 0 | 0 | 0 | 0 | 0 | 0 | 0 | 0 | 0 | 0 | 0 | 0
| 48 | MWh | 0 | 0 | 0 | 0 | 0 | 159.1689 | 0 | 0 | 0 | 0 | 0 | 0
| 49 | MWh | 0 | 0 | 0 | 0 | 0 | 0 | 0 | 0 | 0 | 0 | 0 | 0
| 50 | MWh | 0 | 0 | 0 | 0 | 0 | 0 | 0 | 0 | 0 | 0 | 0 | 0
| 51 | MWh | 0 | 0 | 0 | 0 | 0 | 0 | 0 | 0 | 0 | 0 | 0 | 0
| 52 | MWh | 0 | 0 | 0 | 0 | 0 | 0 | 0 | 0 | 0 | 0 | 0 | 0
| 53 | MWh | 0 | 0 | 0 | 0 | 0 | 0 | 0 | 0 | 0 | 0 | 0 | 0
| 54 | MWh | 0 | 0 | 0 | 0 | 0 | 0 | 0 | 0 | 0 | 0 | 0 | 0
| 55 | MWh | 0 | 0 | 0 | 0 | 0 | 0 | 0 | 0 | 0 | 0 | 0 | 0
| 56 | MWh | 0 | 0 | 0 | 0 | 0 | 0 | 0 | 0 | 0 | 0 | 0 | 0
| 57 | MWh | 0 | 0 | 0 | 0 | 0 | 0 | 0 | 0 | 0 | 0 | 0 | 0
| 58 | MWh | 0 | 0 | 0 | 0 | 0 | 0 | 0 | 0 | 0 | 0 | 0 | 0
| 59 | MWh | 0 | 0 | 0 | 0 | 0 | 0 | 0 | 0 | 0 | 0 | 0 | 0
| 60 | MWh | 0 | 0 | 0 | 0 | 0 | 0 | 0 | 0 | 0 | 0 | 0 | 0
| 61 | MWh | 0 | 0 | 0 | 0 | 0 | 0 | 0 | 0 | 0 | 0 | 0 | 0
| 62 | MWh | 0 | 0 | 0 | 0 | 0 | 0 | 0 | 0 | 0 | 0 | 0 | 0
| 63 | MWh | 0 | 0 | 0 | 0 | 0 | 0 | 0 | 0 | 0 | 0 | 0 | 0
| 64 | MWh | 0 | 0 | 0 | 0 | 0 | 0 | 0 | 0 | 0 | 0 | 0 | 0
| 65 | MWh | 0 | 0 | 0 | 0 | 0 | 0 | 0 | 0 | 0 | 0 | 0 | 0
| 66 | MWh | 0 | 0 | 0 | 0 | 0 | 0 | 0 | 0 | 0 | 0 | 0 | 0
| 67 | MWh | 0 | 0 | 0 | 0 | 0 | 0 | 0 | 0 | 0 | 0 | 0 | 0
| 68 | MWh | 0 | 0 | 0 | 0 | 0 | 0 | 0 | 0 | 0 | 0 | 0 | 0
| 69 | MWh | 0 | 0 | 0 | 0 | 0 | 0 | 0 | 0 | 0 | 0 | 0 | 0
| 70 | MWh | 0 | 0 | 0 | 0 | 0 | 0 | 0 | 0 | 0 | 0 | 0 | 0
| 71 | MWh | 0 | 0 | 0 | 0 | 0 | 0 | 0 | 0 | 0 | 0 | 0 | 0
| 72 | MWh | 0 | 0 | 0 | 0 | 0 | 0 | 0 | 0 | 0 | 0 | 0 | 0
| 73 | MWh | 0 | 0 | 0 | 0 | 0 | 0 | 0 | 0 | 0 | 0 | 0 | 0
| 74 | MWh | 0 | 0 | 0 | 0 | 0 | 0 | 0 | 0 | 0 | 0 | 0 | 0
| 75 | MWh | 0 | 0 | 0 | 0 | 0 | 0 | 0 | 0 | 0 | 0 | 0 | 0
| 76 | MWh | 0 | 0 | 55.0678 | 0 | 1401.7847 | 12.29 | 0 | 147.2825 | 0 | 0 | 0 | 0
| 77 | MWh | 0 | 0 | 0 | 0 | 0 | 0 | 0 | 0 | 0 | 0 | 0 | 0
| 78 | MWh | 0 | 0 | 0 | 0 | 0 | 0 | 0 | 0 | 0 | 0 | 0 | 0
| 79 | MWh | 0 | 0 | 0 | 0 | 0 | 0 | 0 | 0 | 0 | 0 | 0 | 0
| 80 | MWh | 0 | 0 | 0 | 0 | 0 | 0 | 0 | 0 | 0 | 0 | 0 | 0
| 81 | MWh | 0 | 0 | 0 | 0 | 0 | 0 | 0 | 0 | 0 | 0 | 0 | 0
| 82 | MWh | 0 | 0 | 0 | 0 | 0 | 0 | 0 | 0 | 0 | 0 | 0 | 0
| 83 | MWh | 0 | 0 | 0 | 0 | 0 | 0 | 0 | 0 | 0 | 0 | 0 | 0
| 84 | MWh | 0 | 0 | 0 | 0 | 0 | 0 | 0 | 0 | 0 | 0 | 0 | 0
| 85 | MWh | 0 | 0 | 0 | 0 | 0 | 0 | 0 | 0 | 0 | 0 | 0 | 0
| 86 | MWh | 0 | 0 | 0 | 0 | 0 | 0 | 0 | 0 | 0 | 0 | 0 | 0
| 87 | MWh | 0 | 0 | 0 | 0 | 0 | 0 | 0 | 0 | 0 | 0 | 0 | 0
| 88 | MWh | 0 | 0 | 0 | 0 | 0 | 0 | 0 | 0 | 0 | 0 | 0 | 0
| 89 | MWh | 0 | 0 | 0 | 0 | 0 | 0 | 0 | 0 | 0 | 0 | 0 | 0
| 90 | MWh | 0 | 0 | 0 | 0 | 0 | 0 | 0 | 0 | 0 | 0 | 0 | 0
| 91 | MWh | 0 | 0 | 0 | 0 | 0 | 0 | 0 | 0 | 0 | 0 | 0 | 0
| 92 | MWh | 0 | 0 | 0 | 0 | 0 | 0 | 0 | 0 | 0 | 0 | 0 | 0
| 93 | MWh | 0 | 0 | 0 | 0 | 0 | 0 | 0 | 0 | 0 | 0 | 0 | 0
| 94 | MWh | 0 | 0 | 0 | 0 | 0 | 0 | 0 | 0 | 0 | 0 | 0 | 0
| 95 | MWh | 0 | 0 | 0 | 0 | 0 | 0 | 0 | 0 | 0 | 0 | 0 | 0
| 96 | MWh | 0 | 0 | 0 | 0 | 0 | 0 | 0 | 0 | 0 | 0 | 0 | 0
| 97 | MWh | 0 | 0 | 0 | 0 | 0 | 0 | 0 | 0 | 0 | 0 | 0 | 0
| 98 | MWh | 0 | 0 | 0 | 0 | 0 | 0 | 0 | 0 | 0 | 0 | 0 | 0
| 99 | MWh | 0 | 0 | 0 | 0 | 0 | 0 | 0 | 0 | 0 | 0 | 0 | 0
| 100 | MWh | 0 | 0 | 0 | 0 | 0 | 0 | 0 | 0 | 0 | 0 | 0 | 0

## A2_F.18
Figure A2.18 - Supply generation (MW), demand profiles (MW), and EUE (MWh) for a 2-day period capturing an EUE event (A business day in Feb 2027, iteration 76, reference year 2014-15)
Table of contents
Source: EY.
| Time | EUE | Gas | Coal | ESR | Wind | DSP | Distillate | Waste-to-energy (WTE) | Large-scale solar | Demand profiles
|  | MWh | MW | MW | MW | MW | MW | MW | MW | MW | MW
| 46440 | -0.00068951 | 798.9035 | 425.4 | 0 | 944.3566 | 0 | 0 | 59.043 | 0 | 2227.7017
| 46440.0208 | 0.0001297 | 687.8798 | 495.4 | 0 | 938.5332 | 0 | 0 | 59.043 | 0 | 2180.8563
| 46440.0417 | -9.1553e-05 | 670.67 | 495.4 | 0 | 933.3855 | 0 | 0 | 59.043 | 0 | 2158.4984
| 46440.0625 | 0.0008049 | 664.128 | 495.4 | 0 | 919.8336 | 0 | 0 | 59.043 | 0 | 2138.4062
| 46440.0833 | 0.0022459 | 659.3327 | 495.4 | 0 | 914.3368 | 0 | 0 | 59.043 | 0 | 2128.117
| 46440.1042 | -0.0001297 | 663.0384 | 495.4 | 0 | 906.9976 | 0 | 0 | 59.043 | 0 | 2124.4787
| 46440.125 | -0.0025301 | 649.6269 | 491.7559 | 0 | 911.6724 | 0 | 0 | 59.043 | 0 | 2112.0931
| 46440.1458 | -0.00031614 | 649.6269 | 475.4901 | 0 | 914.1194 | 0 | 0 | 59.043 | 0 | 2098.2787
| 46440.1667 | 0.0020199 | 651.2178 | 495.4 | 0 | 915.7969 | 0 | 0 | 59.043 | 0 | 2121.4618
| 46440.1875 | -0.0022103 | 679.6269 | 505.5013 | 0 | 917.0705 | 0 | 0 | 59.043 | 0 | 2161.2373
| 46440.2083 | 0.00030183 | 736.1888 | 517.4 | 0 | 930.4868 | 0 | 0 | 59.043 | 0 | 2243.1192
| 46440.2292 | 0.00010583 | 726.1747 | 517.4 | 0 | 941.5087 | 0 | 0 | 59.043 | 26.3561 | 2270.4828
| 46440.25 | -0.0011134 | 690.0336 | 499.7672 | 0 | 937.7098 | 0 | 0 | 59.043 | 85.6204 | 2272.1719
| 46440.2708 | -0.0016435 | 660.0336 | 460.7681 | 0 | 931.5328 | 0 | 0 | 59.043 | 133.8921 | 2245.2663
| 46440.2917 | -0.00033057 | 582.5251 | 398.1 | 0 | 882.7872 | 0 | 0 | 59.043 | 197.9715 | 2120.4261
| 46440.3125 | -0.0016495 | 542.6243 | 398.1 | 0 | 730.1166 | 0 | 0 | 59.043 | 220.5809 | 1950.4615
| 46440.3333 | -0.001761 | 442.7768 | 398.1 | 0 | 603.1528 | 0 | 0 | 59.043 | 182.3662 | 1685.4352
| 46440.3542 | -0.0001962 | 420.9327 | 353.5694 | 0 | 517.9354 | 0 | 0 | 59.043 | 148.0103 | 1499.4904
| 46440.375 | -0.0005151 | 351.0327 | 315.9611 | 0 | 448.6714 | 0 | 0 | 59.043 | 150.5413 | 1325.2484
| 46440.3958 | -0.00050624 | 350.4587 | 303.9 | 0 | 331.8394 | 0 | 0 | 59.043 | 151.7048 | 1196.9449
| 46440.4167 | 0.00066321 | 350.3357 | 303.9 | 0 | 213.4896 | 0 | 0 | 59.043 | 144.0246 | 1070.7942
| 46440.4375 | -0.0014631 | 350.306 | 303.9 | 0 | 168.7853 | 0 | 0 | 59.043 | 142.1824 | 1024.2138
| 46440.4583 | 0.0014101 | 350.2988 | 303.9 | 0 | 135.6259 | 0 | 0 | 59.043 | 141.6377 | 990.5082
| 46440.4792 | -0.0023089 | 350.2971 | 303.9 | 0 | 136.5831 | 0 | 0 | 59.043 | 145.3132 | 995.1318
| 46440.5 | 0.00028627 | 350.2967 | 303.9 | 0 | 144.7847 | 0 | 0 | 59.043 | 149.8628 | 1007.8878
| 46440.5208 | -0.0011788 | 350.2966 | 303.9 | 0 | 198.0638 | 0 | 0 | 59.043 | 153.5965 | 1064.8975
| 46440.5417 | -0.00028194 | 350.2966 | 303.9 | 0 | 292.4747 | 0 | 0 | 59.043 | 197.5321 | 1203.2458
| 46440.5625 | 0.001832 | 350.2965 | 303.9 | 0 | 371.0937 | 0 | 0 | 59.043 | 254.5318 | 1338.8686
| 46440.5833 | 0.00039946 | 399.6024 | 420.6344 | 0 | 356.4196 | 0 | 0 | 59.043 | 256.3474 | 1492.0476
| 46440.6042 | 0.0005052 | 433.1445 | 575.1778 | 0 | 320.9296 | 0 | 0 | 59.043 | 256.5216 | 1644.8175
| 46440.625 | 0.0019073 | 470.8425 | 751.4727 | 0 | 329.38 | 0 | 0 | 59.043 | 255.5517 | 1866.2936
| 46440.6458 | 0.0018007 | 656.9878 | 819.4727 | 0 | 340.5035 | 0 | 0 | 59.043 | 253.6322 | 2129.6428
| 46440.6667 | 0.0021112 | 949.2686 | 819.4727 | 0 | 382.6077 | 0 | 0 | 59.043 | 250.0406 | 2460.4368
| 46440.6875 | -0.0020729 | 1152.2925 | 819.4727 | 0 | 435.2946 | 0 | 0 | 59.043 | 240.7962 | 2706.8949
| 46440.7083 | 3.7659e-06 | 1446.0972 | 832.7726 | 0 | 469.6247 | 0 | 0 | 59.043 | 214.2755 | 3021.813
| 46440.7292 | -0.0012267 | 1624.9191 | 837.5135 | 0 | 505.1131 | 0 | 56.2405 | 59.043 | 161.3785 | 3244.2052
| 46440.75 | 0.0010629 | 1802.6263 | 855.4727 | 0.061378 | 571.7748 | 0 | 101.998 | 59.043 | 65.3802 | 3456.3585
| 46440.7708 | 0.0016284 | 1845.0516 | 855.4727 | 0.11514 | 645.1667 | 0 | 101.998 | 59.043 | 25.0356 | 3531.886
| 46440.7917 | 3.9157e-05 | 1833.8619 | 855.4727 | 0.1062 | 700.6121 | 0 | 101.998 | 59.043 | 6.2589 | 3557.3528
| 46440.8125 | -0.00071201 | 1786.8497 | 855.4727 | 0.068654 | 756.3477 | 0 | 101.998 | 59.043 | 0 | 3559.7782
| 46440.8333 | 0.0014696 | 1672.5748 | 840.0726 | 0.030134 | 789.5458 | 0 | 101.998 | 59.043 | 0 | 3463.2674
| 46440.8542 | -0.2222 | 1617.8856 | 840.0726 | 0.44883 | 818.8647 | 0 | 0 | 59.043 | 0 | 3335.4216
| 46440.875 | 0.0017262 | 1520.4124 | 840.0726 | 0 | 828.883 | 0 | 0 | 59.043 | 0 | 3248.4144
| 46440.8958 | -0.0018616 | 1387.1345 | 840.0726 | 0 | 837.7297 | 0 | 0 | 59.043 | 0 | 3123.9761
| 46440.9167 | -0.001709 | 1183.8374 | 832.7726 | 0 | 863.7726 | 0 | 0 | 59.043 | 0 | 2939.4222
| 46440.9375 | 0.002203 | 1038.0317 | 819.4727 | 0 | 884.1007 | 0 | 0 | 59.043 | 0 | 2800.6524
| 46440.9583 | -0.0024834 | 938.0007 | 819.4727 | 0 | 876.8534 | 0 | 0 | 59.043 | 0 | 2693.3648
| 46440.9792 | -0.00080109 | 858.2452 | 819.4727 | 0 | 866.1129 | 0 | 0 | 59.043 | 0 | 2602.8721
| 46441 | 0.0010042 | 765.5451 | 819.4727 | 0 | 898.409 | 0 | 0 | 59.043 | 0 | 2542.4718
| 46441.0208 | -0.0022202 | 697.0911 | 797.5126 | 0 | 913.174 | 0 | 0 | 59.043 | 0 | 2466.8163
| 46441.0417 | -0.0015869 | 671.7854 | 784.401 | 0 | 917.472 | 0 | 0 | 59.043 | 0 | 2432.6983
| 46441.0625 | -0.00061417 | 669.8745 | 749.2144 | 0 | 919.9356 | 0 | 0 | 59.043 | 0 | 2398.0662
| 46441.0833 | 0.00043392 | 665.8661 | 716.2463 | 0 | 930.7606 | 0 | 0 | 59.043 | 0 | 2371.9169
| 46441.1042 | -0.0016251 | 648.8583 | 694.7372 | 0 | 941.2335 | 0 | 0 | 59.043 | 0 | 2343.8688
| 46441.125 | -0.0004549 | 643.9576 | 661.8685 | 0 | 947.275 | 0 | 0 | 59.043 | 0 | 2312.1431
| 46441.1458 | -0.0013309 | 631.6762 | 650.2463 | 0 | 952.7158 | 0 | 0 | 59.043 | 0 | 2293.6787
| 46441.1667 | 0.0025311 | 642.5918 | 650.2463 | 0 | 966.1555 | 0 | 0 | 59.043 | 0 | 2318.0417
| 46441.1875 | -0.00062265 | 644.5261 | 660.8314 | 0 | 973.9409 | 0 | 0 | 59.043 | 0 | 2338.3401
| 46441.2083 | -0.0022179 | 668.0161 | 716.2463 | 0 | 964.8724 | 0 | 0 | 59.043 | 0 | 2408.1734
| 46441.2292 | -0.002245 | 655.4798 | 749.4959 | 0 | 953.6782 | 0 | 0 | 59.043 | 25.1987 | 2442.891
| 46441.25 | -0.00025804 | 654.3777 | 755.8463 | 0 | 949.4813 | 0 | 0 | 59.043 | 81.8953 | 2500.643
| 46441.2708 | 0.00085824 | 653.902 | 722.6586 | 0 | 945.2095 | 0 | 0 | 59.043 | 122.3101 | 2503.1249
| 46441.2917 | 0.0024184 | 581.2207 | 731.4568 | 0 | 920.1136 | 0 | 0 | 59.043 | 170.6701 | 2462.5091
| 46441.3125 | 0.00053765 | 571.1376 | 687.6799 | 0 | 881.5584 | 0 | 0 | 59.043 | 195.3081 | 2394.7282
| 46441.3333 | -0.00064984 | 517.1582 | 617.6799 | 0 | 843.2545 | 0 | 0 | 59.043 | 214.322 | 2251.4563
| 46441.3542 | 0.0018916 | 487.2829 | 642.7034 | 0 | 788.1002 | 0 | 0 | 59.043 | 221.1039 | 2198.2372
| 46441.375 | 0.0012288 | 473.3616 | 732.7297 | 0 | 739.7153 | 0 | 0 | 59.043 | 222.1025 | 2226.9546
| 46441.3958 | 0.0014213 | 480.6176 | 787.1346 | 0 | 681.4933 | 0 | 0 | 59.043 | 217.3404 | 2225.6318
| 46441.4167 | 0.0025148 | 508.9525 | 805.2302 | 0 | 677.5994 | 0 | 0 | 59.043 | 205.8767 | 2256.7068
| 46441.4375 | -0.00021773 | 580.6158 | 819.4727 | 0 | 672.8045 | 0 | 0 | 59.043 | 204.6352 | 2336.5707
| 46441.4583 | -0.0025125 | 809.1431 | 819.4727 | 0 | 518.08 | 0 | 0 | 59.043 | 210.4399 | 2416.1737
| 46441.4792 | -0.001613 | 1010.528 | 819.4727 | 0 | 351.7589 | 0 | 0 | 59.043 | 208.2439 | 2449.0431
| 46441.5 | -0.0005406 | 932.0972 | 819.4727 | 0 | 399.4579 | 0 | 0 | 59.043 | 198.9489 | 2409.0187
| 46441.5208 | -0.00049384 | 943.4333 | 819.4727 | 0 | 453.308 | 0 | 0 | 59.043 | 188.5169 | 2463.7729
| 46441.5417 | 0.0018796 | 992.1856 | 819.4727 | 0 | 451.9972 | 0 | 0 | 59.043 | 172.0159 | 2494.7182
| 46441.5625 | 0.0025854 | 1089.1936 | 819.4727 | 0 | 453.7219 | 0 | 0 | 59.043 | 162.2586 | 2583.6949
| 46441.5833 | 0.0025481 | 1245.2083 | 819.4727 | 0 | 446.7636 | 0 | 0 | 59.043 | 152.6804 | 2723.1731
| 46441.6042 | 0.0024608 | 1341.9575 | 819.4727 | 0 | 443.8209 | 0 | 0 | 59.043 | 138.1371 | 2802.4361
| 46441.625 | -4.8607e-05 | 1632.5543 | 840.0726 | 0 | 388.7247 | 0 | 0 | 59.043 | 112.5984 | 3032.9929
| 46441.6458 | 0.00049104 | 1895.5975 | 855.4727 | 0.1331 | 336.2751 | 0 | 101.998 | 59.043 | 86.4113 | 3334.9316
| 46441.6667 | -0.0017002 | 1910.28 | 855.4727 | 430.3352 | 291.8247 | 0 | 101.998 | 59.043 | 46.6441 | 3695.5943
| 46441.6875 | -0.0015403 | 1910.28 | 855.4727 | 573.2562 | 250.7642 | 3.8239 | 101.998 | 59.043 | 57.7922 | 3812.4271
| 46441.7083 | -0.0002424 | 1831.9453 | 855.4727 | 729.7507 | 157.9495 | 46.4639 | 101.998 | 59.043 | 112.7008 | 3895.3233
| 46441.7292 | 0.0015368 | 1701.0792 | 855.4727 | 991.1495 | 107.4538 | 60.7595 | 101.998 | 59.043 | 106.2274 | 3983.1863
| 46441.75 | 58.2714 | 1698.9521 | 855.4727 | 993.1865 | 73.09 | 132.4639 | 101.998 | 59.043 | 50.481 | 4081.23
| 46441.7708 | 121.3495 | 1701.1384 | 855.4727 | 969.6914 | 59.5118 | 138.4639 | 101.998 | 59.043 | 23.9242 | 4151.8249
| 46441.7917 | 140.6796 | 1701.1384 | 855.4727 | 969.1473 | 42.6165 | 144.4639 | 101.998 | 59.043 | 5.981 | 4161.1023
| 46441.8125 | 137.7691 | 1701.1384 | 855.4727 | 969.1473 | 36.2724 | 145.836 | 101.998 | 59.043 | 0 | 4144.3283
| 46441.8333 | 149.2584 | 1777.657 | 855.4727 | 816.2219 | 28.6869 | 74 | 101.998 | 59.043 | 0 | 4011.5374
| 46441.8542 | 198.8779 | 1910.28 | 855.4727 | 502.0569 | 23.9162 | 0 | 101.998 | 59.043 | 0 | 3850.2214
| 46441.875 | 129.4903 | 1910.28 | 855.4727 | 502.0569 | 22.3643 | 0 | 101.998 | 59.043 | 0 | 3709.8944
| 46441.8958 | 196.874 | 1910.28 | 855.4727 | 148.547 | 23.2394 | 0 | 101.998 | 59.043 | 0 | 3492.2762
| 46441.9167 | 185.4476 | 1910.28 | 855.4727 | 1.8669 | 20.5548 | 0 | 101.998 | 59.043 | 0 | 3319.9122
| 46441.9375 | 83.0458 | 1910.28 | 855.4727 | 1.8669 | 17.4586 | 0 | 101.998 | 59.043 | 0 | 3112.0126
| 46441.9583 | -0.094822 | 1905.4837 | 855.4727 | 0.35783 | 9.9827 | 0 | 101.998 | 59.043 | 0 | 2931.9549
| 46441.9792 | -0.027683 | 1741.6004 | 855.4727 | 0.0957 | 18.9196 | 0 | 101.998 | 59.043 | 0 | 2777.0223

## A2_F.19
Figure A2.19 - Snapshot of supply availability at 20:30 Trading Interval during an EUE event (a Business Day in Feb 2027, iteration 76, reference year 2014-15 (MW))
Table of contents
| Generation source | Unit | Gas | Coal | ESR | Wind | DSP | Distillate | WTE | Large-scale solar
| Unavailable generation | MW | 898.6479 | 237.9737 | 848.6332 | 154.1258 | 134.136 | 0 | 7.3242e-07 | 17.685
| Generation supply | MW | 1910.28 | 855.4727 | 502.0569 | 23.9162 | 0 | 101.998 | 59.043 | 0
[11 empty] | ESR unavailable due to not being able to charge | 0

## A2_F.20
Figure A2.20 - Supply wind availability profile during an EUE event, business day in Feb 2027, reference year 2014-15 (MW)
Table of contents
Source: EY.
| Trading Interval | Unit | 2010-11 | 2011-12 | 2012-13 | 2013-14 | 2014-15 | 2015-16 | 2016-17 | 2017-18 | 2018-19 | 2019-20 | 2020-21 | 2021-22
| 0:00 | MW | 897.8728 | 411.4622 | 537.6219 | 716.4052 | 898.409 | 300.1337 | 567.9009 | 865.7966 | 737.9437 | 444.3702 | 717.2078 | 484.862
| 0:30 | MW | 892.8124 | 430.2272 | 553.0039 | 669.6041 | 913.174 | 297.7546 | 617.6594 | 850.1533 | 706.5701 | 464.9597 | 698.7739 | 472.431
| 1:00 | MW | 884.0852 | 432.4696 | 592.0791 | 658.6086 | 917.472 | 301.166 | 598.377 | 840.0442 | 690.7447 | 476.491 | 706.7302 | 439.8908
| 1:30 | MW | 875.1519 | 439.674 | 630.0805 | 647.2271 | 919.9356 | 310.1046 | 577.8394 | 823.8973 | 674.7269 | 488.705 | 713.8555 | 414.0632
| 2:00 | MW | 871.4423 | 448.8059 | 673.8779 | 663.4615 | 930.7606 | 286.7332 | 579.7761 | 798.6994 | 648.3289 | 423.7581 | 739.7118 | 416.2921
| 2:30 | MW | 866.4603 | 457.9255 | 716.7934 | 679.7668 | 941.2335 | 266.1308 | 582.8012 | 770.7587 | 625.0977 | 382.3784 | 763.7227 | 437.4127
| 3:00 | MW | 862.1282 | 462.6986 | 708.342 | 681.8881 | 947.275 | 238 | 568.1029 | 742.3037 | 577.9335 | 411.8261 | 781.2385 | 460.9214
| 3:30 | MW | 855.701 | 466.3209 | 698.3531 | 685.807 | 952.7158 | 210.844 | 550.4118 | 713.4017 | 531.2576 | 448.6102 | 796.6861 | 490.1422
| 4:00 | MW | 857.8348 | 463.4123 | 681.6089 | 686.9404 | 966.1555 | 192.7456 | 554.4681 | 698.4078 | 478.9055 | 464.68 | 830.1649 | 495.7808
| 4:30 | MW | 856.5507 | 459.3629 | 662.7202 | 687.6093 | 973.9409 | 173.6981 | 556.2041 | 684.4291 | 433.0913 | 478.1512 | 854.819 | 502.4002
| 5:00 | MW | 865.5228 | 479.261 | 707.0153 | 756.2625 | 964.8724 | 128.5066 | 560.2389 | 676.6786 | 374.052 | 445.2609 | 833.5314 | 353.3409
| 5:30 | MW | 874.6528 | 499.5303 | 758.6015 | 802.8356 | 953.6782 | 99.2784 | 558.6475 | 669.7677 | 342.0096 | 414.9018 | 803.4517 | 256.9065
| 6:00 | MW | 892.8026 | 475.0625 | 747.1841 | 795.8462 | 949.4813 | 79.7151 | 513.9868 | 675.4705 | 290.1686 | 413.8534 | 810.5271 | 265.4264
| 6:30 | MW | 902.7484 | 448.8835 | 734.685 | 792.8915 | 945.2095 | 67.3513 | 470.8775 | 684.2219 | 245.7614 | 410.5895 | 812.2484 | 277.8377
| 7:00 | MW | 927.0547 | 380.2117 | 670.6126 | 776.9292 | 920.7879 | 46.5918 | 525.9637 | 745.6266 | 191.9046 | 332.2613 | 821.7111 | 221.5301
| 7:30 | MW | 946.4066 | 318.6608 | 595.5141 | 766.5426 | 881.5584 | 30.8014 | 579.0259 | 792.7692 | 151.2963 | 268.6693 | 821.2283 | 170.3986
| 8:00 | MW | 933.7148 | 276.9424 | 574.1412 | 744.0117 | 843.2545 | 40.5573 | 722.3988 | 785.5323 | 150.2723 | 213.011 | 832.1076 | 173.9878
| 8:30 | MW | 919.9727 | 239.3773 | 554.8663 | 712.9392 | 788.1002 | 59.922 | 835.2978 | 778.7306 | 154.458 | 168.6793 | 840.4991 | 180.1408
| 9:00 | MW | 900.856 | 156.5207 | 461.056 | 651.5605 | 739.7153 | 72.4623 | 857.1151 | 739.3855 | 155.1537 | 150.1128 | 787.1304 | 178.3425
| 9:30 | MW | 874.8823 | 90.8643 | 370.7885 | 576.4851 | 681.4933 | 89.3481 | 879.1664 | 693.5218 | 158.4348 | 133.8691 | 708.9695 | 177.6014
| 10:00 | MW | 811.2698 | 51.5707 | 291.0558 | 506.0653 | 677.5994 | 110.5988 | 915.8053 | 653.6841 | 152.8917 | 121.8174 | 605.0403 | 180.1192
| 10:30 | MW | 741.5382 | 34.1885 | 224.9541 | 433.8253 | 672.8045 | 136.704 | 939.6691 | 615.1533 | 149.9847 | 112.3239 | 497.4887 | 183.4536
| 11:00 | MW | 679.1694 | 27.562 | 324.6027 | 385.7364 | 518.08 | 162.4748 | 945.8902 | 569.2084 | 152.7298 | 100.3633 | 311.2848 | 194.0641
| 11:30 | MW | 615.5092 | 56.3858 | 442.3943 | 344.1889 | 351.7589 | 201.9556 | 951.4401 | 521.4793 | 160.9644 | 100.0087 | 170.2754 | 205.205
| 12:00 | MW | 565.6632 | 70.5287 | 367.0089 | 295.6048 | 399.4579 | 306.6899 | 958.854 | 505.609 | 157.0781 | 97.943 | 102.0031 | 232.8988
| 12:30 | MW | 520.3564 | 96.7802 | 298.7507 | 254.4884 | 453.308 | 430.3999 | 966.7842 | 489.4564 | 163.0184 | 102.5331 | 57.1753 | 261.4483
| 13:00 | MW | 475.2429 | 124.7499 | 275.4347 | 264.3594 | 451.9972 | 478.4014 | 968.4003 | 513.2718 | 191.5959 | 114.6671 | 59.7647 | 335.8394
| 13:30 | MW | 431.8187 | 163.3623 | 256.3325 | 276.374 | 453.7219 | 528.248 | 970.2478 | 548.9878 | 223.0416 | 134.3775 | 67.2321 | 417.7862
| 14:00 | MW | 417.0844 | 193.2436 | 229.6856 | 303.1821 | 446.7636 | 575.9745 | 967.6931 | 582.092 | 263.6805 | 157.6675 | 117.0027 | 515.2549
| 14:30 | MW | 404.8111 | 226.2483 | 223.6257 | 331.3876 | 443.8209 | 619.4504 | 963.2438 | 600.2066 | 307.8637 | 186.2769 | 208.7637 | 605.697
| 15:00 | MW | 409.5825 | 253.0644 | 229.4243 | 444.0636 | 388.7247 | 653.2604 | 956.9913 | 605.7599 | 313.3046 | 220.3296 | 326.7938 | 647.5692
| 15:30 | MW | 413.9908 | 283.9268 | 244.5876 | 568.6899 | 336.2751 | 685.127 | 946.8719 | 616.4219 | 321.8803 | 271.9417 | 472.7822 | 681.6142
| 16:00 | MW | 451.3511 | 316.9949 | 268.9097 | 684.3883 | 291.8247 | 699.1547 | 937.2518 | 624.3289 | 316.618 | 310.0084 | 505.7587 | 691.3278
| 16:30 | MW | 492.3176 | 350.3596 | 301.7453 | 779.7894 | 250.7642 | 711.5525 | 926.0319 | 628.7922 | 315.472 | 350.5891 | 536.9558 | 701.4354
| 17:00 | MW | 535.3308 | 387.6909 | 361.6661 | 818.2524 | 157.9495 | 714.4659 | 901.4166 | 633.7995 | 322.4901 | 394.4476 | 491.4265 | 700.0916
| 17:30 | MW | 584.7758 | 434.4301 | 427.0939 | 855.3897 | 107.4538 | 719.7106 | 871.7793 | 624.9333 | 347.6022 | 442.5468 | 445.0811 | 697.4437
| 18:00 | MW | 642.5387 | 401.1431 | 457.9836 | 866.3848 | 73.09 | 650.9344 | 803.912 | 612.9672 | 412.3304 | 456.0916 | 425.9746 | 704.6637
| 18:30 | MW | 685.6287 | 409.023 | 482.5993 | 866.2155 | 59.5118 | 577.4295 | 723.7806 | 600.9857 | 478.1277 | 471.0441 | 403.8221 | 708.3307
| 19:00 | MW | 695.1617 | 412.3049 | 462.6876 | 819.207 | 42.6165 | 522.0107 | 662.9732 | 633.8364 | 508.2603 | 480.0875 | 411.6786 | 723.4119
| 19:30 | MW | 698.6111 | 416.0585 | 452.2764 | 768.9589 | 36.2724 | 463.6408 | 603.2872 | 665.2082 | 542.4486 | 487.457 | 418.8417 | 738.999
| 20:00 | MW | 730.0815 | 434.5306 | 448.7365 | 738.2001 | 28.6869 | 423.1242 | 569.4062 | 710.7885 | 558.2663 | 485.2474 | 422.5538 | 773.9075
| 20:30 | MW | 763.1533 | 450.0317 | 479.7476 | 701.9428 | 23.9162 | 383.476 | 532.7304 | 751.9563 | 572.4154 | 484.3755 | 425.8909 | 812.4567
| 21:00 | MW | 831.2756 | 439.1837 | 522.882 | 739.9114 | 22.3643 | 368.8478 | 511.3629 | 782.7769 | 571.9263 | 485.5425 | 423.6896 | 814.8607
| 21:30 | MW | 863.9236 | 431.3523 | 567.2937 | 761.2966 | 23.2394 | 353.6498 | 491.7052 | 810.3182 | 573.1376 | 488.3047 | 420.1105 | 815.1359
| 22:00 | MW | 882.6643 | 417.8984 | 661.2421 | 809.6267 | 20.5548 | 329.6563 | 473.6765 | 800.0839 | 561.3275 | 501.9114 | 442.6613 | 825.1436
| 22:30 | MW | 897.4758 | 410.2057 | 729.595 | 847.6277 | 17.4586 | 305.392 | 460.1557 | 788.9287 | 550.0878 | 507.7413 | 477.3926 | 834.3068
| 23:00 | MW | 887.5375 | 441.4031 | 837.746 | 865.9285 | 9.9827 | 271.1455 | 431.121 | 795.2917 | 523.1403 | 474.1377 | 423.9859 | 843.126
| 23:30 | MW | 873.9646 | 481.7307 | 903.6624 | 865.0625 | 18.9196 | 240.2568 | 404.2182 | 801.8569 | 498.04 | 449.0721 | 373.6824 | 842.1534

## A2_F.21
Figure A2.21 - Box and whisker plot of annual EUE by iteration and weather reference year for Capacity Year 2028-29 (MWh)
Table of contents
Source: EY.
| Iteration | Unit | 2010-11 | 2011-12 | 2012-13 | 2013-14 | 2014-15 | 2015-16 | 2016-17 | 2017-18 | 2018-19 | 2019-20 | 2020-21 | 2021-22
| 1 | MWh | 0 | 0 | 0 | 0 | 0 | 831.0686 | 0 | 590.0518 | 0 | 0 | 0 | 0
| 2 | MWh | 0 | 0 | 0 | 0 | 0 | 67.278 | 0 | 105.4316 | 0 | 0 | 0 | 0
| 3 | MWh | 69.9928 | 0 | 0 | 0 | 0 | 0 | 0 | 0 | 0 | 22.6123 | 0 | 0
| 4 | MWh | 0 | 0 | 0 | 0 | 0 | 0 | 0 | 0 | 0 | 2.807 | 0 | 0
| 5 | MWh | 0 | 0 | 0 | 0 | 0 | 0 | 0 | 0 | 0 | 61.9785 | 0 | 0
| 6 | MWh | 0 | 0 | 0 | 0 | 0 | 867.3601 | 0 | 810.6155 | 0 | 0 | 0 | 0
| 7 | MWh | 55.8707 | 0 | 0 | 0 | 0 | 1.7756 | 0 | 70.6319 | 0 | 0 | 0 | 0
| 8 | MWh | 0 | 0 | 0 | 0 | 0 | 0 | 0 | 0 | 0 | 44.0757 | 0 | 0
| 9 | MWh | 1515.4939 | 0 | 0 | 0 | 0 | 221.1837 | 0 | 0 | 0 | 106.8576 | 0 | 0
| 10 | MWh | 210.0018 | 0 | 0 | 0 | 12.7095 | 40.782 | 5.9896 | 139.2439 | 0 | 124.9649 | 0 | 0
| 11 | MWh | 0 | 0 | 0 | 0 | 0 | 0 | 0 | 167.5146 | 0 | 0 | 0 | 0
| 12 | MWh | 0 | 0 | 0 | 0 | 0 | 0 | 0 | 0 | 0 | 0 | 0 | 0
| 13 | MWh | 0 | 0 | 0 | 0 | 0 | 0 | 0 | 342.3676 | 0 | 0 | 0 | 0
| 14 | MWh | 0 | 0 | 0 | 0 | 0 | 0 | 0 | 0 | 0 | 0 | 0 | 0
| 15 | MWh | 0 | 0 | 0 | 0 | 0 | 0 | 0 | 546.6889 | 0 | 96.2825 | 0 | 0
| 16 | MWh | 12.8625 | 0 | 259.6925 | 0 | 0 | 27.1268 | 0 | 140.5532 | 0 | 547.0286 | 0 | 0
| 17 | MWh | 0 | 0 | 0 | 0 | 0 | 49.6151 | 0 | 366.3921 | 1016.7187 | 36.833 | 0 | 0
| 18 | MWh | 0 | 0 | 0 | 0 | 0 | 0 | 0 | 0 | 0 | 51.8606 | 0 | 0
| 19 | MWh | 0 | 0 | 2.0949 | 0 | 0 | 1576.3488 | 705.0209 | 1426.1274 | 0 | 0 | 18.2826 | 0
| 20 | MWh | 0 | 0 | 0 | 0 | 0 | 0 | 0 | 0 | 0 | 0 | 0 | 0
| 21 | MWh | 0 | 0 | 199.8465 | 0 | 0 | 0 | 992.2864 | 0 | 0 | 0 | 0 | 0
| 22 | MWh | 0 | 0 | 0 | 0 | 0 | 0 | 0 | 0 | 0 | 0 | 0 | 0
| 23 | MWh | 0 | 0 | 0 | 0 | 0 | 0 | 3794.7297 | 6720.2851 | 9051.1659 | 1712.1038 | 0 | 38.349
| 24 | MWh | 0 | 0 | 0 | 0 | 0 | 0 | 0 | 0 | 0 | 0 | 0 | 0
| 25 | MWh | 0 | 0 | 0 | 0 | 0 | 0 | 0 | 0 | 0 | 0 | 0 | 0
| 26 | MWh | 0 | 0 | 0 | 0 | 0 | 7.556 | 135.4253 | 86.5465 | 0 | 0 | 0 | 0
| 27 | MWh | 0 | 0 | 0 | 0 | 0 | 0 | 6.5802 | 0 | 0 | 0 | 0 | 0
| 28 | MWh | 0 | 0 | 0 | 0 | 0 | 0 | 0 | 0 | 0 | 652.9917 | 0 | 0
| 29 | MWh | 0 | 0 | 0 | 0 | 0 | 0 | 0 | 0 | 0 | 0 | 0 | 0
| 30 | MWh | 0 | 0 | 0 | 0 | 0 | 0 | 0 | 0 | 0 | 0 | 0 | 0
| 31 | MWh | 0 | 0 | 0 | 0 | 0 | 0 | 0 | 0 | 0 | 0 | 0 | 0
| 32 | MWh | 0 | 0 | 0 | 0 | 0 | 0 | 12.7742 | 0 | 0 | 0 | 0 | 0
| 33 | MWh | 0 | 0 | 0 | 0 | 641.3707 | 0 | 564.3665 | 22.4442 | 0 | 670.6584 | 47.6508 | 0
| 34 | MWh | 0 | 0 | 0 | 0 | 0 | 0 | 0 | 0 | 0 | 0 | 0 | 0
| 35 | MWh | 0 | 0 | 0 | 0 | 0 | 790.6335 | 0 | 951.7889 | 0 | 0 | 0 | 0
| 36 | MWh | 0 | 0 | 0 | 0 | 0 | 0 | 0 | 0 | 0 | 0 | 0 | 0 | 29
| 37 | MWh | 0 | 0 | 243.5482 | 0 | 0 | 0 | 0 | 0 | 0 | 0 | 0 | 0
| 38 | MWh | 1950.5824 | 0 | 612.2117 | 0 | 274.7278 | 986.7831 | 421.0548 | 359.9307 | 0 | 44.9007 | 0 | 0
| 39 | MWh | 0 | 0 | 0 | 0 | 0 | 0 | 0 | 0 | 0 | 0 | 0 | 0
| 40 | MWh | 0 | 0 | 0 | 0 | 164.0148 | 0 | 0 | 0 | 0 | 26.3794 | 0 | 0
| 41 | MWh | 0 | 0 | 0 | 0 | 0 | 0 | 0 | 0 | 0 | 0 | 0 | 0
| 42 | MWh | 0 | 0 | 0 | 0 | 0 | 0 | 0 | 261.0259 | 0 | 0 | 0 | 0
| 43 | MWh | 0 | 0 | 1323.4225 | 0 | 0 | 0 | 0 | 0 | 0 | 0 | 0 | 0
| 44 | MWh | 0 | 0 | 0 | 0 | 0 | 0 | 0 | 0 | 0 | 0 | 0 | 0
| 45 | MWh | 0 | 0 | 0 | 0 | 55.5756 | 0 | 0 | 0 | 0 | 0 | 0 | 0
| 46 | MWh | 0 | 0 | 0 | 0 | 0 | 0 | 0 | 170.0662 | 0 | 14.8434 | 0 | 0
| 47 | MWh | 0 | 0 | 0 | 0 | 0 | 110.0358 | 0 | 393.5594 | 0 | 0 | 0 | 0
| 48 | MWh | 0 | 0 | 0 | 0 | 109.9577 | 0 | 0 | 0 | 0 | 0 | 0 | 0
| 49 | MWh | 0 | 0 | 0 | 0 | 0 | 0 | 0 | 0 | 0 | 0 | 0 | 0
| 50 | MWh | 0 | 0 | 0 | 0 | 19.2774 | 0 | 0 | 0 | 0 | 0 | 0 | 0
| 51 | MWh | 0 | 0 | 0 | 0 | 0 | 0 | 0 | 0 | 0 | 0 | 0 | 0
| 52 | MWh | 0 | 0 | 0 | 0 | 0 | 0 | 0 | 0 | 0 | 0 | 0 | 0
| 53 | MWh | 0 | 0 | 907.5811 | 0 | 0 | 0 | 0 | 0 | 0 | 0 | 0 | 0
| 54 | MWh | 0 | 0 | 548.5995 | 0 | 0 | 0 | 0 | 39.5191 | 0 | 0 | 0 | 0
| 55 | MWh | 0 | 0 | 653.503 | 0 | 0 | 0 | 0 | 0 | 0 | 0 | 0 | 0
| 56 | MWh | 1233.4139 | 96.6525 | 755.2536 | 0 | 578.5522 | 293.101 | 793.394 | 1236.0218 | 0 | 2065.8206 | 0 | 0
| 57 | MWh | 1459.0813 | 0 | 3751.5095 | 0 | 0 | 0 | 0 | 0 | 0 | 82.5588 | 0 | 0
| 58 | MWh | 0 | 0 | 0 | 0 | 0 | 0 | 0 | 0 | 0 | 0 | 0 | 0
| 59 | MWh | 946.7407 | 0 | 225.0666 | 0 | 0 | 0 | 0 | 0 | 0 | 2507.7391 | 0 | 0
| 60 | MWh | 0 | 0 | 0 | 0 | 0 | 0 | 0 | 0 | 0 | 0 | 0 | 0
| 61 | MWh | 1892.5072 | 0 | 1282.8839 | 0 | 23.526 | 0 | 0 | 43.142 | 0 | 121.1644 | 0 | 0
| 62 | MWh | 0 | 0 | 1137.7098 | 0 | 92.645 | 0 | 0 | 0 | 0 | 1195.2954 | 0 | 0
| 63 | MWh | 0 | 0 | 0 | 0 | 0 | 0 | 0 | 55.5398 | 0 | 0 | 0 | 0
| 64 | MWh | 106.3826 | 0 | 60.3406 | 0 | 643.7961 | 0 | 0 | 0 | 0 | 1264.8847 | 0 | 0
| 65 | MWh | 262.8269 | 0 | 980.2905 | 0 | 167.5721 | 808.2716 | 88.3107 | 589.4433 | 0 | 520.6804 | 0 | 0
| 66 | MWh | 0 | 0 | 0 | 0 | 0 | 0 | 0 | 0 | 0 | 0 | 0 | 0
| 67 | MWh | 0 | 0 | 152.0055 | 0 | 0 | 112.9847 | 0 | 2120.8795 | 0 | 1239.2926 | 0 | 0
| 68 | MWh | 0 | 0 | 0 | 0 | 0 | 0 | 0 | 0 | 0 | 0 | 2.032 | 0
| 69 | MWh | 0 | 0 | 0 | 0 | 0 | 0 | 0 | 0 | 0 | 0 | 0 | 0
| 70 | MWh | 0 | 0 | 0 | 0 | 0 | 0 | 0 | 0 | 0 | 0 | 0 | 0
| 71 | MWh | 0 | 0 | 0 | 0 | 0 | 0 | 0 | 0 | 0 | 0 | 0 | 0
| 72 | MWh | 0 | 0 | 12.5171 | 0 | 0 | 0 | 0 | 0 | 0 | 0 | 0 | 0
| 73 | MWh | 0 | 0 | 0 | 0 | 0 | 6.7571 | 0 | 101.89 | 0 | 28.9422 | 0 | 0
| 74 | MWh | 0 | 0 | 0 | 0 | 0 | 0 | 0 | 0 | 0 | 5.6271 | 0 | 0
| 75 | MWh | 55.1708 | 0 | 0 | 0 | 0 | 0 | 0 | 0 | 108.2138 | 0 | 0 | 0
| 76 | MWh | 293.1227 | 0 | 57.6426 | 0 | 154.6655 | 717.937 | 48.8411 | 638.0437 | 0 | 127.5171 | 0 | 0
| 77 | MWh | 0 | 0 | 0 | 0 | 0 | 0 | 0 | 141.4164 | 0 | 9.5125 | 0 | 0
| 78 | MWh | 0 | 0 | 0 | 0 | 0 | 0 | 0 | 0 | 0 | 0 | 0 | 0
| 79 | MWh | 0 | 0 | 0 | 0 | 146.1505 | 0 | 0 | 34.1727 | 0 | 1485.8631 | 15.874 | 0
| 80 | MWh | 872.8703 | 0 | 1158.0344 | 0 | 0 | 272.4791 | 25.1497 | 566.9748 | 1783.597 | 315.1229 | 0 | 0
| 81 | MWh | 0 | 0 | 0 | 0 | 0 | 0 | 0 | 0 | 0 | 0 | 0 | 0
| 82 | MWh | 0 | 0 | 0 | 0 | 0 | 0 | 0 | 0 | 371.5682 | 0 | 0 | 0
| 83 | MWh | 0 | 0 | 0 | 0 | 0 | 0 | 0 | 0 | 0 | 0 | 0 | 0
| 84 | MWh | 0 | 0 | 0 | 0 | 0 | 1288.2605 | 0 | 609.7512 | 0 | 0 | 0 | 0
| 85 | MWh | 331.285 | 0 | 0 | 0 | 0 | 489.284 | 206.7327 | 912.4868 | 0 | 0 | 0 | 0
| 86 | MWh | 525.9683 | 0 | 0 | 281.8911 | 84.7049 | 0 | 0 | 97.9706 | 0 | 30.1974 | 333.0006 | 0
| 87 | MWh | 2666.1424 | 0 | 5282.5153 | 0 | 160.7459 | 943.0841 | 515.6329 | 538.9295 | 0 | 1476.553 | 0 | 573.3704
| 88 | MWh | 0 | 0 | 5.8712 | 0 | 0 | 0 | 0 | 0 | 0 | 0 | 0 | 0
| 89 | MWh | 463.9697 | 0 | 231.8285 | 0 | 0 | 0 | 41.0733 | 0 | 0 | 0 | 0 | 10.7074
| 90 | MWh | 0 | 0 | 0 | 0 | 0 | 127.4867 | 0 | 313.7091 | 0 | 0 | 0 | 0
| 91 | MWh | 27.1461 | 11.9278 | 136.5583 | 0 | 0 | 0 | 0 | 0 | 0 | 364.8335 | 0 | 0
| 92 | MWh | 0 | 0 | 0 | 0 | 0 | 69.219 | 0 | 80.2231 | 0 | 0 | 0 | 0
| 93 | MWh | 0 | 1466.6047 | 0 | 0 | 0 | 0 | 0 | 0 | 130.655 | 0 | 0 | 0
| 94 | MWh | 0 | 0 | 67.7717 | 0 | 0 | 0 | 1542.2886 | 317.2644 | 0 | 63.7094 | 0 | 0
| 95 | MWh | 0 | 0 | 0 | 0 | 0 | 0 | 0 | 0 | 0 | 0 | 0 | 0
| 96 | MWh | 0 | 0 | 0 | 0 | 0 | 0 | 0 | 0 | 0 | 0 | 0 | 0
| 97 | MWh | 0 | 0 | 0 | 0 | 0 | 0 | 16.9374 | 0 | 0 | 0 | 0 | 0
| 98 | MWh | 0 | 0 | 0 | 0 | 0 | 0 | 0 | 0 | 0 | 0 | 0 | 0
| 99 | MWh | 0 | 0 | 10.9738 | 0 | 0 | 531.0564 | 30.884 | 595.1793 | 0 | 0 | 0 | 0
| 100 | MWh | 11.6038 | 0 | 343.9035 | 0 | 0 | 75.6733 | 0 | 0 | 0 | 2249.4322 | 0 | 0
This chart isn't available in your version of Excel. Editing this shape or saving this workbook into a different file format will permanently break the chart.

## A2_F.22
Figure A2.22 - Forecast EUE by iteration and historical weather reference year for 2028-29 (MWh)
Table of contents
Source: EY.
| Iteration | Unit | 2010-11 | 2011-12 | 2012-13 | 2013-14 | 2014-15 | 2015-16 | 2016-17 | 2017-18 | 2018-19 | 2019-20 | 2020-21 | 2021-22
| 1 | MWh | 0 | 0 | 0 | 0 | 0 | 831.0686 | 0 | 590.0518 | 0 | 0 | 0 | 0
| 2 | MWh | 0 | 0 | 0 | 0 | 0 | 67.278 | 0 | 105.4316 | 0 | 0 | 0 | 0
| 3 | MWh | 69.9928 | 0 | 0 | 0 | 0 | 0 | 0 | 0 | 0 | 22.6123 | 0 | 0
| 4 | MWh | 0 | 0 | 0 | 0 | 0 | 0 | 0 | 0 | 0 | 2.807 | 0 | 0
| 5 | MWh | 0 | 0 | 0 | 0 | 0 | 0 | 0 | 0 | 0 | 61.9785 | 0 | 0
| 6 | MWh | 0 | 0 | 0 | 0 | 0 | 867.3601 | 0 | 810.6155 | 0 | 0 | 0 | 0
| 7 | MWh | 55.8707 | 0 | 0 | 0 | 0 | 1.7756 | 0 | 70.6319 | 0 | 0 | 0 | 0
| 8 | MWh | 0 | 0 | 0 | 0 | 0 | 0 | 0 | 0 | 0 | 44.0757 | 0 | 0
| 9 | MWh | 1515.4939 | 0 | 0 | 0 | 0 | 221.1837 | 0 | 0 | 0 | 106.8576 | 0 | 0
| 10 | MWh | 210.0018 | 0 | 0 | 0 | 12.7095 | 40.782 | 5.9896 | 139.2439 | 0 | 124.9649 | 0 | 0
| 11 | MWh | 0 | 0 | 0 | 0 | 0 | 0 | 0 | 167.5146 | 0 | 0 | 0 | 0
| 12 | MWh | 0 | 0 | 0 | 0 | 0 | 0 | 0 | 0 | 0 | 0 | 0 | 0
| 13 | MWh | 0 | 0 | 0 | 0 | 0 | 0 | 0 | 342.3676 | 0 | 0 | 0 | 0
| 14 | MWh | 0 | 0 | 0 | 0 | 0 | 0 | 0 | 0 | 0 | 0 | 0 | 0
| 15 | MWh | 0 | 0 | 0 | 0 | 0 | 0 | 0 | 546.6889 | 0 | 96.2825 | 0 | 0
| 16 | MWh | 12.8625 | 0 | 259.6925 | 0 | 0 | 27.1268 | 0 | 140.5532 | 0 | 547.0286 | 0 | 0
| 17 | MWh | 0 | 0 | 0 | 0 | 0 | 49.6151 | 0 | 366.3921 | 1016.7187 | 36.833 | 0 | 0
| 18 | MWh | 0 | 0 | 0 | 0 | 0 | 0 | 0 | 0 | 0 | 51.8606 | 0 | 0
| 19 | MWh | 0 | 0 | 2.0949 | 0 | 0 | 1576.3488 | 705.0209 | 1426.1274 | 0 | 0 | 18.2826 | 0
| 20 | MWh | 0 | 0 | 0 | 0 | 0 | 0 | 0 | 0 | 0 | 0 | 0 | 0
| 21 | MWh | 0 | 0 | 199.8465 | 0 | 0 | 0 | 992.2864 | 0 | 0 | 0 | 0 | 0
| 22 | MWh | 0 | 0 | 0 | 0 | 0 | 0 | 0 | 0 | 0 | 0 | 0 | 0
| 23 | MWh | 0 | 0 | 0 | 0 | 0 | 0 | 3794.7297 | 6720.2851 | 9051.1659 | 1712.1038 | 0 | 38.349
| 24 | MWh | 0 | 0 | 0 | 0 | 0 | 0 | 0 | 0 | 0 | 0 | 0 | 0
| 25 | MWh | 0 | 0 | 0 | 0 | 0 | 0 | 0 | 0 | 0 | 0 | 0 | 0
| 26 | MWh | 0 | 0 | 0 | 0 | 0 | 7.556 | 135.4253 | 86.5465 | 0 | 0 | 0 | 0
| 27 | MWh | 0 | 0 | 0 | 0 | 0 | 0 | 6.5802 | 0 | 0 | 0 | 0 | 0
| 28 | MWh | 0 | 0 | 0 | 0 | 0 | 0 | 0 | 0 | 0 | 652.9917 | 0 | 0
| 29 | MWh | 0 | 0 | 0 | 0 | 0 | 0 | 0 | 0 | 0 | 0 | 0 | 0
| 30 | MWh | 0 | 0 | 0 | 0 | 0 | 0 | 0 | 0 | 0 | 0 | 0 | 0
| 31 | MWh | 0 | 0 | 0 | 0 | 0 | 0 | 0 | 0 | 0 | 0 | 0 | 0
| 32 | MWh | 0 | 0 | 0 | 0 | 0 | 0 | 12.7742 | 0 | 0 | 0 | 0 | 0
| 33 | MWh | 0 | 0 | 0 | 0 | 641.3707 | 0 | 564.3665 | 22.4442 | 0 | 670.6584 | 47.6508 | 0
| 34 | MWh | 0 | 0 | 0 | 0 | 0 | 0 | 0 | 0 | 0 | 0 | 0 | 0
| 35 | MWh | 0 | 0 | 0 | 0 | 0 | 790.6335 | 0 | 951.7889 | 0 | 0 | 0 | 0
| 36 | MWh | 0 | 0 | 0 | 0 | 0 | 0 | 0 | 0 | 0 | 0 | 0 | 0
| 37 | MWh | 0 | 0 | 243.5482 | 0 | 0 | 0 | 0 | 0 | 0 | 0 | 0 | 0
| 38 | MWh | 1950.5824 | 0 | 612.2117 | 0 | 274.7278 | 986.7831 | 421.0548 | 359.9307 | 0 | 44.9007 | 0 | 0
| 39 | MWh | 0 | 0 | 0 | 0 | 0 | 0 | 0 | 0 | 0 | 0 | 0 | 0
| 40 | MWh | 0 | 0 | 0 | 0 | 164.0148 | 0 | 0 | 0 | 0 | 26.3794 | 0 | 0
| 41 | MWh | 0 | 0 | 0 | 0 | 0 | 0 | 0 | 0 | 0 | 0 | 0 | 0
| 42 | MWh | 0 | 0 | 0 | 0 | 0 | 0 | 0 | 261.0259 | 0 | 0 | 0 | 0
| 43 | MWh | 0 | 0 | 1323.4225 | 0 | 0 | 0 | 0 | 0 | 0 | 0 | 0 | 0
| 44 | MWh | 0 | 0 | 0 | 0 | 0 | 0 | 0 | 0 | 0 | 0 | 0 | 0
| 45 | MWh | 0 | 0 | 0 | 0 | 55.5756 | 0 | 0 | 0 | 0 | 0 | 0 | 0
| 46 | MWh | 0 | 0 | 0 | 0 | 0 | 0 | 0 | 170.0662 | 0 | 14.8434 | 0 | 0
| 47 | MWh | 0 | 0 | 0 | 0 | 0 | 110.0358 | 0 | 393.5594 | 0 | 0 | 0 | 0
| 48 | MWh | 0 | 0 | 0 | 0 | 109.9577 | 0 | 0 | 0 | 0 | 0 | 0 | 0
| 49 | MWh | 0 | 0 | 0 | 0 | 0 | 0 | 0 | 0 | 0 | 0 | 0 | 0
| 50 | MWh | 0 | 0 | 0 | 0 | 19.2774 | 0 | 0 | 0 | 0 | 0 | 0 | 0
| 51 | MWh | 0 | 0 | 0 | 0 | 0 | 0 | 0 | 0 | 0 | 0 | 0 | 0
| 52 | MWh | 0 | 0 | 0 | 0 | 0 | 0 | 0 | 0 | 0 | 0 | 0 | 0
| 53 | MWh | 0 | 0 | 907.5811 | 0 | 0 | 0 | 0 | 0 | 0 | 0 | 0 | 0
| 54 | MWh | 0 | 0 | 548.5995 | 0 | 0 | 0 | 0 | 39.5191 | 0 | 0 | 0 | 0
| 55 | MWh | 0 | 0 | 653.503 | 0 | 0 | 0 | 0 | 0 | 0 | 0 | 0 | 0
| 56 | MWh | 1233.4139 | 96.6525 | 755.2536 | 0 | 578.5522 | 293.101 | 793.394 | 1236.0218 | 0 | 2065.8206 | 0 | 0
| 57 | MWh | 1459.0813 | 0 | 3751.5095 | 0 | 0 | 0 | 0 | 0 | 0 | 82.5588 | 0 | 0
| 58 | MWh | 0 | 0 | 0 | 0 | 0 | 0 | 0 | 0 | 0 | 0 | 0 | 0
| 59 | MWh | 946.7407 | 0 | 225.0666 | 0 | 0 | 0 | 0 | 0 | 0 | 2507.7391 | 0 | 0
| 60 | MWh | 0 | 0 | 0 | 0 | 0 | 0 | 0 | 0 | 0 | 0 | 0 | 0
| 61 | MWh | 1892.5072 | 0 | 1282.8839 | 0 | 23.526 | 0 | 0 | 43.142 | 0 | 121.1644 | 0 | 0
| 62 | MWh | 0 | 0 | 1137.7098 | 0 | 92.645 | 0 | 0 | 0 | 0 | 1195.2954 | 0 | 0
| 63 | MWh | 0 | 0 | 0 | 0 | 0 | 0 | 0 | 55.5398 | 0 | 0 | 0 | 0
| 64 | MWh | 106.3826 | 0 | 60.3406 | 0 | 643.7961 | 0 | 0 | 0 | 0 | 1264.8847 | 0 | 0
| 65 | MWh | 262.8269 | 0 | 980.2905 | 0 | 167.5721 | 808.2716 | 88.3107 | 589.4433 | 0 | 520.6804 | 0 | 0
| 66 | MWh | 0 | 0 | 0 | 0 | 0 | 0 | 0 | 0 | 0 | 0 | 0 | 0
| 67 | MWh | 0 | 0 | 152.0055 | 0 | 0 | 112.9847 | 0 | 2120.8795 | 0 | 1239.2926 | 0 | 0
| 68 | MWh | 0 | 0 | 0 | 0 | 0 | 0 | 0 | 0 | 0 | 0 | 2.032 | 0
| 69 | MWh | 0 | 0 | 0 | 0 | 0 | 0 | 0 | 0 | 0 | 0 | 0 | 0
| 70 | MWh | 0 | 0 | 0 | 0 | 0 | 0 | 0 | 0 | 0 | 0 | 0 | 0
| 71 | MWh | 0 | 0 | 0 | 0 | 0 | 0 | 0 | 0 | 0 | 0 | 0 | 0
| 72 | MWh | 0 | 0 | 12.5171 | 0 | 0 | 0 | 0 | 0 | 0 | 0 | 0 | 0
| 73 | MWh | 0 | 0 | 0 | 0 | 0 | 6.7571 | 0 | 101.89 | 0 | 28.9422 | 0 | 0
| 74 | MWh | 0 | 0 | 0 | 0 | 0 | 0 | 0 | 0 | 0 | 5.6271 | 0 | 0
| 75 | MWh | 55.1708 | 0 | 0 | 0 | 0 | 0 | 0 | 0 | 108.2138 | 0 | 0 | 0
| 76 | MWh | 293.1227 | 0 | 57.6426 | 0 | 154.6655 | 717.937 | 48.8411 | 638.0437 | 0 | 127.5171 | 0 | 0
| 77 | MWh | 0 | 0 | 0 | 0 | 0 | 0 | 0 | 141.4164 | 0 | 9.5125 | 0 | 0
| 78 | MWh | 0 | 0 | 0 | 0 | 0 | 0 | 0 | 0 | 0 | 0 | 0 | 0
| 79 | MWh | 0 | 0 | 0 | 0 | 146.1505 | 0 | 0 | 34.1727 | 0 | 1485.8631 | 15.874 | 0
| 80 | MWh | 872.8703 | 0 | 1158.0344 | 0 | 0 | 272.4791 | 25.1497 | 566.9748 | 1783.597 | 315.1229 | 0 | 0
| 81 | MWh | 0 | 0 | 0 | 0 | 0 | 0 | 0 | 0 | 0 | 0 | 0 | 0
| 82 | MWh | 0 | 0 | 0 | 0 | 0 | 0 | 0 | 0 | 371.5682 | 0 | 0 | 0
| 83 | MWh | 0 | 0 | 0 | 0 | 0 | 0 | 0 | 0 | 0 | 0 | 0 | 0
| 84 | MWh | 0 | 0 | 0 | 0 | 0 | 1288.2605 | 0 | 609.7512 | 0 | 0 | 0 | 0
| 85 | MWh | 331.285 | 0 | 0 | 0 | 0 | 489.284 | 206.7327 | 912.4868 | 0 | 0 | 0 | 0
| 86 | MWh | 525.9683 | 0 | 0 | 281.8911 | 84.7049 | 0 | 0 | 97.9706 | 0 | 30.1974 | 333.0006 | 0
| 87 | MWh | 2666.1424 | 0 | 5282.5153 | 0 | 160.7459 | 943.0841 | 515.6329 | 538.9295 | 0 | 1476.553 | 0 | 573.3704
| 88 | MWh | 0 | 0 | 5.8712 | 0 | 0 | 0 | 0 | 0 | 0 | 0 | 0 | 0
| 89 | MWh | 463.9697 | 0 | 231.8285 | 0 | 0 | 0 | 41.0733 | 0 | 0 | 0 | 0 | 10.7074
| 90 | MWh | 0 | 0 | 0 | 0 | 0 | 127.4867 | 0 | 313.7091 | 0 | 0 | 0 | 0
| 91 | MWh | 27.1461 | 11.9278 | 136.5583 | 0 | 0 | 0 | 0 | 0 | 0 | 364.8335 | 0 | 0
| 92 | MWh | 0 | 0 | 0 | 0 | 0 | 69.219 | 0 | 80.2231 | 0 | 0 | 0 | 0
| 93 | MWh | 0 | 1466.6047 | 0 | 0 | 0 | 0 | 0 | 0 | 130.655 | 0 | 0 | 0
| 94 | MWh | 0 | 0 | 67.7717 | 0 | 0 | 0 | 1542.2886 | 317.2644 | 0 | 63.7094 | 0 | 0
| 95 | MWh | 0 | 0 | 0 | 0 | 0 | 0 | 0 | 0 | 0 | 0 | 0 | 0
| 96 | MWh | 0 | 0 | 0 | 0 | 0 | 0 | 0 | 0 | 0 | 0 | 0 | 0
| 97 | MWh | 0 | 0 | 0 | 0 | 0 | 0 | 16.9374 | 0 | 0 | 0 | 0 | 0
| 98 | MWh | 0 | 0 | 0 | 0 | 0 | 0 | 0 | 0 | 0 | 0 | 0 | 0
| 99 | MWh | 0 | 0 | 10.9738 | 0 | 0 | 531.0564 | 30.884 | 595.1793 | 0 | 0 | 0 | 0
| 100 | MWh | 11.6038 | 0 | 343.9035 | 0 | 0 | 75.6733 | 0 | 0 | 0 | 2249.4322 | 0 | 0

## A2_F.23
Figure A2.23 - Supply generation (MW), demand profiles (MW), and EUE (MWh) for a 2-day period capturing an EUE event (a business day in Aug 2029, iteration 23, reference year 2018-19)
Table of contents
Source: EY.
| Time | EUE | Gas | Coal | ESR | Wind | DSP | Distillate | WTE | Large-scale solar | Demand profiles
|  | MWh | MW | MW | MW | MW | MW | MW | MW | MW | MW
| 47335 | 0.0022888 | 1502.7162 | 392 | 0 | 949.3307 | 0 | 0 | 59.043 | 0 | 2903.0945
| 47335.0208 | 0.00069809 | 1404.1782 | 392 | 0 | 942.9896 | 0 | 0 | 59.043 | 0 | 2798.2122
| 47335.0417 | -8.0109e-05 | 1349.9097 | 392 | 0 | 936.0977 | 0 | 0 | 59.043 | 0 | 2737.0502
| 47335.0625 | -0.0023346 | 1296.7886 | 392 | 0 | 927.4852 | 0 | 0 | 59.043 | 0 | 2675.3121
| 47335.0833 | -0.00086975 | 1256.8543 | 392 | 0 | 913.6362 | 0 | 0 | 59.043 | 0 | 2621.5318
| 47335.1042 | -0.0015583 | 1244.9031 | 392 | 0 | 892.5769 | 0 | 0 | 59.043 | 0 | 2588.5199
| 47335.125 | -3.0518e-05 | 1288.434 | 392 | 0 | 835.4755 | 0 | 0 | 59.043 | 0 | 2574.9524
| 47335.1458 | 0.00051117 | 1336.3342 | 392 | 0 | 761.0522 | 0 | 0 | 59.043 | 0 | 2548.4305
| 47335.1667 | -0.0011158 | 1419.1056 | 396.2501 | 0 | 680.6624 | 0 | 0 | 59.043 | 0 | 2555.0588
| 47335.1875 | -0.00069046 | 1488.0145 | 405.3 | 0 | 605.5816 | 0 | 0 | 59.043 | 0 | 2557.9377
| 47335.2083 | -0.0022974 | 1547.7545 | 405.3 | 0 | 584.8253 | 0 | 0 | 59.043 | 0 | 2596.9181
| 47335.2292 | -4.1962e-05 | 1607.3812 | 405.3 | 0 | 561.3734 | 0 | 0 | 59.043 | 0 | 2633.0975
| 47335.25 | 4.3869e-05 | 1747.7394 | 405.3 | 0 | 500.4221 | 0 | 0 | 59.043 | 0 | 2712.5047
| 47335.2708 | -0.19785 | 1888.6514 | 412.6 | 1 | 442.5297 | 0 | 0 | 59.043 | 3.1113 | 2805.5398
| 47335.2917 | 0.09309 | 1912.0964 | 412.6 | 30 | 370.9234 | 0 | 16.1117 | 59.043 | 72.3946 | 2843.3553
| 47335.3125 | 0.20516 | 1681.2734 | 405.3 | 1 | 314.4912 | 0 | 0 | 59.043 | 165.6206 | 2626.1386
| 47335.3333 | 2.1133e-05 | 1604.3974 | 405.3 | 0 | 233.6274 | 0 | 0 | 59.043 | 189.6702 | 2492.038
| 47335.3542 | 0.0018966 | 1385.3885 | 392 | 0 | 171.2466 | 0 | 0 | 59.043 | 214.226 | 2221.9079
| 47335.375 | -0.00030377 | 1251.8057 | 392 | 0 | 189.3617 | 0 | 0 | 51.5028 | 219.7511 | 2104.4206
| 47335.3958 | -0.0004774 | 1050.8955 | 392 | 0 | 208.4866 | 0 | 0 | 51.5028 | 215.9488 | 1918.8328
| 47335.4167 | -0.00048053 | 835.0265 | 345.5739 | 0 | 234.7337 | 0 | 0 | 51.5028 | 213.1333 | 1679.9691
| 47335.4375 | 0.0013224 | 768.494 | 304.2 | 0 | 267.456 | 0 | 0 | 51.5028 | 205.6287 | 1597.2842
| 47335.4583 | 0.0023333 | 708.4403 | 328.2528 | 0 | 254.1909 | 0 | 0 | 51.5028 | 195.2421 | 1537.6336
| 47335.4792 | -0.0013064 | 658.4807 | 259.2 | 0 | 243.9609 | 0 | 0 | 59.043 | 195.0139 | 1415.6959
| 47335.5 | 0.0022254 | 806.2125 | 374.2 | 0 | 254.084 | 0 | 0 | 59.043 | 163.3535 | 1656.8975
| 47335.5208 | 0.0012376 | 764.5414 | 382 | 0 | 267.0984 | 0 | 0 | 59.043 | 146.58 | 1619.2653
| 47335.5417 | 0.0025535 | 902.932 | 392 | 0 | 259.3481 | 0 | 0 | 59.043 | 138.6359 | 1751.9642
| 47335.5625 | 0.0016266 | 959.6668 | 392 | 0 | 256.3539 | 0 | 0 | 59.043 | 153.4923 | 1820.5592
| 47335.5833 | 0.001262 | 1130.9078 | 392 | 0 | 293.1763 | 0 | 0 | 59.043 | 128.0337 | 2003.1633
| 47335.6042 | -0.00090097 | 1212.5084 | 392 | 0 | 337.9408 | 0 | 0 | 59.043 | 119.6014 | 2121.0918
| 47335.625 | 0.0010415 | 1281.9581 | 392 | 0 | 326.7523 | 0 | 0 | 59.043 | 104.0086 | 2163.764
| 47335.6458 | 0.0014674 | 1584.6689 | 405.3 | 0 | 319.4057 | 0 | 0 | 59.043 | 99.2346 | 2467.6552
| 47335.6667 | -0.00033538 | 1879.4501 | 405.78 | 0 | 263.6848 | 0 | 0 | 59.043 | 115.6727 | 2723.6298
| 47335.6875 | 0.0017275 | 2031.0929 | 412.6 | 0.022853 | 215.8136 | 0 | 101.998 | 59.043 | 117.091 | 2937.6648
| 47335.7083 | 0.00027414 | 2327.4799 | 428 | 333.3449 | 167.0252 | 0 | 101.998 | 59.043 | 55.2833 | 3472.1748
| 47335.7292 | 0.0016951 | 2327.4799 | 428 | 865.6079 | 127.8708 | 0 | 101.998 | 59.043 | 2.0538 | 3912.0567
| 47335.75 | 0.001276 | 2186.9726 | 428 | 1208.6311 | 123.6772 | 44.7 | 101.998 | 59.043 | 0 | 4153.0244
| 47335.7708 | -1.4978 | 2151.0086 | 428 | 1280.4283 | 126.1082 | 53.7 | 101.998 | 59.043 | 0 | 4197.2906
| 47335.7917 | -1.5021 | 2201.1503 | 428 | 1180.3221 | 116.1865 | 59.7 | 101.998 | 59.043 | 0 | 4143.3957
| 47335.8125 | -1.5285 | 2197.4464 | 428 | 1115.8792 | 108.6815 | 65.7 | 101.998 | 59.043 | 0 | 4073.6912
| 47335.8333 | -1.5292 | 2136.5412 | 428 | 1145.2986 | 102.7165 | 3 | 101.998 | 59.043 | 0 | 3973.5388
| 47335.8542 | -0.030888 | 2291.8582 | 428 | 880.1135 | 97.4806 | 0 | 101.998 | 59.043 | 0 | 3858.4315
| 47335.875 | -0.026222 | 2327.4799 | 428 | 796.2012 | 91.4163 | 0 | 101.998 | 59.043 | 0 | 3804.086
| 47335.8958 | -0.04454 | 2327.4799 | 428 | 640.4838 | 86.8985 | 0 | 101.998 | 59.043 | 0 | 3643.8141
| 47335.9167 | 29.2298 | 2327.4799 | 428 | 348.7752 | 81.1662 | 0 | 101.998 | 59.043 | 0 | 3404.922
| 47335.9375 | -0.08379 | 2327.4799 | 428 | 193.8164 | 77.1843 | 0 | 101.998 | 59.043 | 0 | 3187.354
| 47335.9583 | -0.045299 | 2327.4799 | 428 | 26.1315 | 79.8722 | 0 | 101.998 | 59.043 | 0 | 3022.4339
| 47335.9792 | -0.014703 | 2225.6033 | 428 | 0.089525 | 84.3718 | 0 | 101.998 | 59.043 | 0 | 2899.0762
| 47336 | -0.02291 | 2135.737 | 428 | 0.11437 | 79.3635 | 0 | 101.998 | 59.043 | 0 | 2804.2101
| 47336.0208 | -0.007984 | 2083.023 | 428 | 0.07579 | 74.8547 | 0 | 101.998 | 59.043 | 0 | 2746.9785
| 47336.0417 | -0.0023335 | 2043.1242 | 428 | 0.050451 | 73.1035 | 0 | 101.998 | 59.043 | 0 | 2705.3144
| 47336.0625 | -0.00080795 | 1997.8439 | 428 | 0.040316 | 73.6183 | 0 | 101.998 | 59.043 | 0 | 2660.5419
| 47336.0833 | 2.5386e-05 | 1983.682 | 428 | 0.037181 | 76.4259 | 0 | 101.998 | 59.043 | 0 | 2649.1861
| 47336.1042 | 0.0011464 | 1960.7238 | 428 | 0.035427 | 80.6985 | 0 | 101.998 | 59.043 | 0 | 2630.5009
| 47336.125 | 0.0010548 | 1945.4526 | 428 | 0.035427 | 81.3043 | 0 | 101.998 | 59.043 | 0 | 2615.8354
| 47336.1458 | 0.00031286 | 1947.6794 | 428 | 0.035427 | 82.6129 | 0 | 101.998 | 59.043 | 0 | 2619.3694
| 47336.1667 | 0.0020793 | 2008.9114 | 428 | 0.042339 | 63.5819 | 0 | 101.998 | 59.043 | 0 | 2661.5808
| 47336.1875 | -0.0050046 | 2072.9047 | 428 | 0.068384 | 48.9737 | 0 | 101.998 | 59.043 | 0 | 2710.9778
| 47336.2083 | -0.032971 | 2191.3023 | 428 | 0.15504 | 54.1624 | 0 | 101.998 | 59.043 | 0 | 2834.5947
| 47336.2292 | -0.071558 | 2203.7799 | 428 | 143.7693 | 60.9412 | 0 | 101.998 | 59.043 | 0 | 2997.3883
| 47336.25 | 80.8833 | 2203.7799 | 428 | 301.6921 | 51.7399 | 0 | 101.998 | 59.043 | 0 | 3308.0196
| 47336.2708 | 221.0631 | 2203.7799 | 428 | 301.6921 | 52.2323 | 0 | 101.998 | 59.043 | 2.9718 | 3591.8432
| 47336.2917 | 286.5511 | 2203.7799 | 428 | 301.6921 | 60.3066 | 0 | 101.998 | 59.043 | 69.5504 | 3797.4723
| 47336.3125 | 197.7079 | 2203.7799 | 428 | 241.5505 | 73.3403 | 0 | 101.998 | 59.043 | 161.2929 | 3664.4205
| 47336.3333 | 173.7204 | 2203.7799 | 428 | 1.6654 | 66.9759 | 44.7 | 101.998 | 59.043 | 186.5588 | 3440.1619
| 47336.3542 | 52.4611 | 2203.7799 | 428 | 1.6654 | 60.8324 | 53.7 | 101.998 | 59.043 | 201.798 | 3215.7389
| 47336.375 | -1.5885 | 2180.6071 | 428 | 0.14872 | 48.6072 | 9 | 101.998 | 59.043 | 213.116 | 3037.3429
| 47336.3958 | -0.527 | 1980.546 | 428 | 0.046483 | 44.2085 | 1 | 101.998 | 59.043 | 197.7711 | 2811.559
| 47336.4167 | -0.026594 | 1950.5428 | 428 | 0.044718 | 42.349 | 0 | 101.998 | 59.043 | 179.4443 | 2761.3686
| 47336.4375 | -0.0051019 | 1838.8414 | 412.6 | 0.012894 | 43.8065 | 0 | 101.998 | 59.043 | 181.5279 | 2637.8195
| 47336.4583 | -7.0262 | 1804.2083 | 412.6 | 65.8358 | 46.6081 | 0 | 101.998 | 59.043 | 192.8378 | 2610.0787
| 47336.4792 | -6.8977 | 1804.2083 | 412.6 | 69.0918 | 49.473 | 0 | 101.998 | 59.043 | 191.1172 | 2611.7359
| 47336.5 | 0.0008808 | 1953.59 | 428 | 0.03652 | 55.8978 | 0 | 101.998 | 59.043 | 182.049 | 2780.6161
| 47336.5208 | 0.00058769 | 2174.8616 | 428 | 0.14307 | 63.3629 | 0 | 101.998 | 59.043 | 148.6016 | 2976.0113
| 47336.5417 | 0.0005723 | 2203.7799 | 428 | 115.8973 | 66.2836 | 7.0309 | 101.998 | 59.043 | 129.7495 | 3111.7835
| 47336.5625 | 23.8283 | 2203.7799 | 428 | 1.6654 | 70.0171 | 50.9432 | 101.998 | 59.043 | 117.014 | 3080.1174
| 47336.5833 | 14.2391 | 2203.7799 | 428 | 1.6654 | 75.6607 | 56.9432 | 101.998 | 59.043 | 103.1431 | 3058.7115
| 47336.6042 | 36.9724 | 2203.7799 | 428 | 1.6654 | 86.7099 | 62.9432 | 101.998 | 59.043 | 102.8685 | 3120.9526
| 47336.625 | 108.6 | 2203.7799 | 428 | 1.6654 | 95.6333 | 68.9432 | 101.998 | 59.043 | 93.8088 | 3270.0716
| 47336.6458 | 176.5532 | 2203.7799 | 428 | 1.6654 | 109.9753 | 74.836 | 101.998 | 59.043 | 84.8663 | 3417.2705
| 47336.6667 | 243.4644 | 2203.7799 | 428 | 1.6654 | 131.6935 | 74.836 | 101.998 | 59.043 | 72.8905 | 3560.8352
| 47336.6875 | 340.7673 | 2203.7799 | 428 | 1.6654 | 159.5373 | 74.836 | 101.998 | 59.043 | 57.295 | 3767.6893
| 47336.7083 | 532.4134 | 2203.7799 | 428 | 1.6654 | 166.5262 | 89.836 | 101.998 | 59.043 | 25.0468 | 4140.7221
| 47336.7292 | 689.7178 | 2203.7799 | 428 | 1.6654 | 174.814 | 89.836 | 101.998 | 59.043 | 1.0028 | 4439.5747
| 47336.75 | 743.7669 | 2203.7799 | 428 | 1.6654 | 181.2787 | 89.836 | 101.998 | 59.043 | 0 | 4553.1349
| 47336.7708 | 718.4676 | 2203.7799 | 428 | 1.6654 | 191.2797 | 89.836 | 101.998 | 59.043 | 0 | 4512.5374
| 47336.7917 | 668.5473 | 2203.7799 | 428 | 1.6654 | 183.0237 | 89.836 | 101.998 | 59.043 | 0 | 4404.4406
| 47336.8125 | 613.4392 | 2203.7799 | 428 | 1.6654 | 182.5351 | 89.836 | 101.998 | 59.043 | 0 | 4293.7359
| 47336.8333 | 590.8785 | 2203.7799 | 428 | 1.6654 | 190.0507 | 18 | 101.998 | 59.043 | 0 | 4184.2941
| 47336.8542 | 519.3165 | 2203.7799 | 428 | 1.664 | 199.4158 | 15 | 101.998 | 59.043 | 0 | 4047.5338
| 47336.875 | 478.6137 | 2203.7799 | 428 | 1.664 | 212.4361 | 0 | 101.998 | 59.043 | 0 | 3964.1485
| 47336.8958 | 364.0178 | 2203.7799 | 428 | 1.664 | 227.8287 | 0 | 101.998 | 59.043 | 0 | 3750.3494
| 47336.9167 | 231.4012 | 2203.7799 | 428 | 1.664 | 247.9375 | 0 | 101.998 | 59.043 | 0 | 3505.2247
| 47336.9375 | 104.8236 | 2203.7799 | 428 | 1.664 | 268.4424 | 0 | 101.998 | 59.043 | 0 | 3272.5746
| 47336.9583 | 14.3522 | 2203.7799 | 428 | 1.664 | 283.7961 | 0 | 101.998 | 59.043 | 0 | 3106.9855
| 47336.9792 | -0.038125 | 2069.7077 | 428 | 0.066042 | 303.0716 | 0 | 101.998 | 59.043 | 0 | 2961.8101

## A2_F.24
Figure A2.24 - Snapshot of supply availability at 18:00 Trading Interval during an EUE event (a business day in Aug 2029, iteration 23, reference year 2018-19)
Table of contents
| Generation source | Unit | Gas | Coal | ESR | Wind | DSP | Distillate | WTE | Large-scale solar
| Unavailable generation | MW | 605.148 | 398.8778 | 1327.3651 | 0 | 0 | 0 | 7.3242e-07 | 17.685
| Generation supply | MW | 2203.7799 | 428 | 1.6654 | 181.2787 | 89.836 | 101.998 | 59.043 | 0

## A2_F.25
Figure A2.25 - Box and whisker plot of annual EUE by iteration and weather reference year for 2029-30
Table of contents
Source: EY.
| Iteration | Unit | 2010-11 | 2011-12 | 2012-13 | 2013-14 | 2014-15 | 2015-16 | 2016-17 | 2017-18 | 2018-19 | 2019-20 | 2020-21 | 2021-22
| 1 | MWh | 62822.53 | 30677.0622 | 63873.4609 | 20879.516 | 49059.7819 | 15828.0269 | 30634.1839 | 43452.3576 | 10683.0994 | 26625.6203 | 10607.4717 | 22634.1914
| 2 | MWh | 46993.9157 | 12051.5835 | 50278.4394 | 7747.5972 | 29729.276 | 12291.2732 | 23307.2991 | 35938.1819 | 13198.353 | 19655.743 | 3928.4814 | 16473.6296
| 3 | MWh | 41202.0388 | 16758.2974 | 36703.4915 | 4620.8214 | 22776.1539 | 23216.9317 | 18102.1421 | 34844.7267 | 11300.4322 | 21564.5773 | 3941.5801 | 16347.9213
| 4 | MWh | 32779.144 | 4794.7788 | 37958.6787 | 3061.0513 | 16194.5079 | 19082.1041 | 11710.6148 | 25326.1288 | 8786.5227 | 12587.0548 | 10182.2537 | 13212.1487
| 5 | MWh | 45281.2356 | 33666.1836 | 40523.9976 | 5009.0059 | 30154.2522 | 21171.5818 | 17604.6944 | 32178.6352 | 8550.8176 | 25611.1705 | 3091.1549 | 24025.1775
| 6 | MWh | 57213.8437 | 38545.2001 | 56929.7282 | 8292.5809 | 24699.281 | 27214.7753 | 19563.7353 | 18175.2226 | 7499.5298 | 36247.2867 | 6218.2212 | 29425.337
| 7 | MWh | 30084.0537 | 9207.361 | 25426.8687 | 3833.8399 | 22609.0196 | 9427.8516 | 12382.7543 | 28957.0135 | 8278.6959 | 23141.8576 | 1904.5621 | 9309.23
| 8 | MWh | 36068.5877 | 14320.9162 | 29645.9343 | 5413.1313 | 20126.1757 | 10488.3939 | 13678.752 | 29829.8851 | 7629.1472 | 12610.127 | 1502.7286 | 6101.7493
| 9 | MWh | 35116.0689 | 14327.2501 | 48552.3036 | 6784.2332 | 30357.9092 | 10422.4683 | 11806.6034 | 21637.3302 | 5673.9972 | 19365.3243 | 4756.0544 | 13882.671
| 10 | MWh | 39626.5636 | 16011.8426 | 29518.0349 | 2547.4349 | 20237.9296 | 9372.4294 | 20281.9655 | 28369.0036 | 8358.063 | 17356.8494 | 5324.9217 | 12213.0452
| 11 | MWh | 43949.6877 | 20794.3744 | 38155.3738 | 5590.9689 | 26020.0972 | 14616.164 | 13523.8739 | 25489.4133 | 9630.1781 | 19732.2293 | 5497.0871 | 20981.703
| 12 | MWh | 45934.7465 | 23767.7889 | 49147.6769 | 5513.8751 | 39937.125 | 21206.8125 | 47935.0494 | 52213.6183 | 30808.2119 | 42090.7988 | 9640.6479 | 47930.5593
| 13 | MWh | 38370.7317 | 12765.2019 | 33922.4801 | 4649.6773 | 22652.9184 | 15667.2382 | 12289.4353 | 29643.6731 | 8457.2414 | 16355.5943 | 2779.8994 | 9434.9015
| 14 | MWh | 49253.8921 | 18719.9101 | 38682.2063 | 4964.5814 | 22592.6308 | 20373.8126 | 17584.0385 | 31064.1646 | 9901.5446 | 23211.8864 | 3722.7286 | 25468.8534
| 15 | MWh | 51121.1781 | 24817.7743 | 33745.9855 | 12211.7734 | 27940.6181 | 21933.313 | 20163.054 | 46518.8729 | 15606.8376 | 24691.8012 | 17221.9775 | 13212.3308
| 16 | MWh | 45574.2253 | 20723.8038 | 58360.129 | 224.9032 | 13789.0636 | 14810.2918 | 9138.7855 | 16513.0877 | 5112.6005 | 14269.0616 | 399.3726 | 7848.9012
| 17 | MWh | 83901.8364 | 29960.4271 | 60118.0174 | 13083.3672 | 44688.9368 | 34914.3154 | 41597.9684 | 39168.6023 | 13060.6924 | 35010.2657 | 3319.2088 | 23480.8977
| 18 | MWh | 58137.6617 | 30123.2877 | 42243.9771 | 20077.757 | 34901.3357 | 19623.2291 | 21521.4492 | 50822.9904 | 13458.0293 | 27069.8199 | 18444.9745 | 16690.2537
| 19 | MWh | 41026.17 | 11118.6963 | 37287.3704 | 6273.3498 | 23597.7125 | 12485.9565 | 19735.0582 | 34630.5683 | 8898.9086 | 16734.1834 | 5918.26 | 8665.8492
| 20 | MWh | 32097.4266 | 29297.3387 | 42123.654 | 847.9085 | 29428.9557 | 12804.1789 | 16393.4698 | 28936.578 | 8969.6481 | 22198.194 | 5150.9656 | 7286.4791
| 21 | MWh | 36931.3008 | 18642.666 | 35876.9639 | 6172.6493 | 23556.4789 | 19562.5583 | 34809.2148 | 54958.7416 | 14507.0051 | 24702.476 | 2766.6128 | 26012.1937
| 22 | MWh | 30323.7897 | 9567.9196 | 27491.9897 | 4319.6995 | 15111.5506 | 12071.8094 | 10070.1837 | 19994.3091 | 8466.2943 | 12304.6176 | 3355.2048 | 8513.5328
| 23 | MWh | 76374.3266 | 57481.6346 | 73741.9283 | 4656.6737 | 38552.6334 | 37066.0697 | 21128.8522 | 25164.0429 | 13543.538 | 50928.974 | 4636.0013 | 42895.3956
| 24 | MWh | 41799.3239 | 11514.3384 | 41430.208 | 3749.8026 | 32007.3231 | 18166.7235 | 16777.6544 | 21076.4074 | 7023.275 | 21414.2505 | 3119.2651 | 18394.0855
| 25 | MWh | 43066.2777 | 7558.7356 | 59336.7316 | 8561.5743 | 22891.0926 | 15357.3621 | 21036.8756 | 26220.8319 | 6930.9729 | 21731.9763 | 5369.3487 | 8994.4793
| 26 | MWh | 79292.9179 | 30364.0107 | 76182.8772 | 8308.4296 | 65071.794 | 38042.6317 | 59655.3618 | 50345.294 | 31271.2992 | 41045.1508 | 7017.8198 | 39028.5624
| 27 | MWh | 63475.013 | 26972.2508 | 45320.2193 | 4248.7555 | 36704.3647 | 26473.6359 | 27056.7269 | 28222.9395 | 28797.6855 | 25578.0014 | 6931.1487 | 27647.4867
| 28 | MWh | 46776.6048 | 21494.5411 | 31436.7195 | 3218.0974 | 24819.2525 | 12939.6021 | 16941.3595 | 27240.9774 | 5951.2289 | 19716.0662 | 2044.5833 | 8626.2486
| 29 | MWh | 22959.3678 | 5519.5345 | 25657.1481 | 979.9472 | 9249.6871 | 6929.4912 | 7711.6769 | 18166.3672 | 6246.3292 | 13738.0261 | 590.9765 | 4070.8099
| 30 | MWh | 33490.9093 | 9377.6175 | 31178.0675 | 2279.9228 | 18133.1901 | 11014.3604 | 11138.24 | 20988.4877 | 6653.5355 | 16146.6625 | 7251.6125 | 7600.4681
| 31 | MWh | 52776.2791 | 34344.3921 | 48667.2438 | 17870.0945 | 35640.0569 | 18247.3927 | 20811.9108 | 34195.4377 | 8914.0922 | 30334.1611 | 8004.4485 | 29776.1173
| 32 | MWh | 85356.0523 | 75278.886 | 65781.5117 | 30570.0494 | 54983.268 | 24048.2712 | 37236.3155 | 50308.4787 | 27547.5672 | 51001.3957 | 10059.8094 | 41336.5066
| 33 | MWh | 33201.2584 | 18889.9852 | 30233.4867 | 8674.7925 | 28541.762 | 9315.3923 | 17701.887 | 29413.0594 | 10749.629 | 16019.9814 | 5837.1217 | 12960.5127
| 34 | MWh | 50931.6606 | 15038.5718 | 40592.512 | 7936.0297 | 24089.6251 | 17601.7571 | 17808.085 | 15611.0024 | 5866.5263 | 22617.6762 | 1396.6908 | 15273.6186
| 35 | MWh | 49552.8377 | 18880.0944 | 37059.1554 | 6369.646 | 24438.0949 | 18846.3338 | 22697.0621 | 37555.85 | 9173.073 | 22456.7057 | 3229.7256 | 14611.6688
| 36 | MWh | 40054.9419 | 11640.4694 | 33783.6795 | 2364.629 | 21361.1075 | 18413.6207 | 12616.3867 | 25815.0265 | 8248.5045 | 19697.7367 | 2135.775 | 15689.1633
| 37 | MWh | 28881.5148 | 31006.8076 | 21868.8467 | 5015.6042 | 19602.4778 | 7974.9707 | 8808.7985 | 17297.8205 | 5268.6035 | 9672.4826 | 3932.8309 | 2583.7622
| 38 | MWh | 34491.8093 | 17045.7125 | 25869.9813 | 5095.6931 | 22903.4851 | 8269.265 | 13445.3119 | 28314.8954 | 12144.2125 | 29212.8697 | 3376.601 | 13711.1743
| 39 | MWh | 47979.8787 | 20999.2623 | 41208.6003 | 8481.7913 | 34600.4071 | 13554.0547 | 17943.6256 | 27626.5721 | 7721.4474 | 22889.1742 | 4370.9851 | 14460.6337
| 40 | MWh | 41511.3617 | 10833.8561 | 37240.7489 | 7049.8032 | 26613.8283 | 13993.2585 | 23317.6862 | 30139.1903 | 10212.3374 | 19633.6748 | 4071.444 | 17753.7283
| 41 | MWh | 49026.2055 | 15522.7036 | 39752.5965 | 11389.45 | 27074.3412 | 20839.7702 | 26089.9637 | 47250.4354 | 19585.2798 | 26792.3199 | 14384.1881 | 18770.018
| 42 | MWh | 54304.5527 | 22865.4766 | 38237.0669 | 4328.9647 | 27960.719 | 13493.8044 | 18968.8877 | 25291.6623 | 12149.8863 | 22586.7029 | 2577.536 | 9959.6656
| 43 | MWh | 34619.4753 | 16938.7409 | 32873.6118 | 4539.0945 | 22752.473 | 12304.3475 | 12180.066 | 20792.6716 | 10439.5251 | 19087.3535 | 2073.094 | 12048.1975
| 44 | MWh | 52814.5358 | 21860.0083 | 30412.596 | 2760.6672 | 24666.1502 | 9998.0383 | 18452.5012 | 26370.8669 | 12610.1719 | 16653.2804 | 3251.3963 | 4227.947
| 45 | MWh | 65220.4219 | 35265.0461 | 42397.2349 | 6723.3477 | 44135.1643 | 20604.8444 | 25555.4586 | 47211.2196 | 19213.9849 | 26895.0284 | 12367.6408 | 32005.8779
| 46 | MWh | 54247.3817 | 32546.1942 | 44926.7651 | 5144.6264 | 29850.2127 | 23173.9451 | 20889.1937 | 30011.325 | 9839.7256 | 34495.1994 | 4552.3935 | 26537.9878
| 47 | MWh | 43816.964 | 16452.3769 | 46239.7437 | 3358.7881 | 35393.1773 | 22554.026 | 24643.4731 | 29063.2497 | 11305.746 | 26156.8357 | 3961.5497 | 29664.9165
| 48 | MWh | 49545.1869 | 30614.503 | 53095.3136 | 18855.9413 | 32110.8816 | 11558.1083 | 22113.0915 | 45913.8167 | 7587.4398 | 30248.6979 | 17045.9273 | 16525.0787
| 49 | MWh | 37220.0104 | 15836.9123 | 30724.2879 | 3642.784 | 21055.138 | 11219.7386 | 12351.1167 | 30916.3722 | 7470.943 | 18929.867 | 6690.7204 | 9629.5763
| 50 | MWh | 30138.5272 | 7393.1845 | 25606.3044 | 2589.4155 | 12526.2001 | 6711.6505 | 21038.5669 | 22361.1189 | 15266.7131 | 15266.6811 | 943.7195 | 11602.0456
| 51 | MWh | 44712.5857 | 27275.673 | 45777.4371 | 307.9236 | 28988.4095 | 18018.382 | 21029.6847 | 17750.9232 | 10280.9856 | 28002.549 | 3071.243 | 15933.8888
| 52 | MWh | 43701.4194 | 20632.7451 | 39709.4509 | 14211.5266 | 34275.1711 | 16556.767 | 20591.0789 | 46802.3161 | 11452.0376 | 27170.2951 | 13064.7128 | 23912.8407
| 53 | MWh | 36128.4861 | 10444.9063 | 30175.1926 | 1571.5962 | 21671.9176 | 13410.3573 | 16845.2345 | 26973.0291 | 6334.6177 | 19959.382 | 2192.4006 | 9275.5171
| 54 | MWh | 61193.7788 | 28816.6497 | 52200.066 | 5912.7247 | 34459.5429 | 26353.7668 | 23619.6503 | 34964.2438 | 8916.1946 | 35709.2275 | 2362.3079 | 28220.1808
| 55 | MWh | 62263.949 | 41025.2187 | 54740.2978 | 4618.9489 | 32531.7461 | 28420.0615 | 18840.7383 | 29424.755 | 10362.9103 | 34712.7244 | 3688.079 | 31144.0239
| 56 | MWh | 44378.8534 | 22272.1219 | 25960.3233 | 4542.794 | 24775.0133 | 10053.0215 | 18531.1475 | 34960.0049 | 9315.3548 | 19789.5433 | 1605.5046 | 11589.9139
| 57 | MWh | 35183.3075 | 11845.5044 | 33098.7977 | 2389.7454 | 18064.5595 | 12560.7272 | 11133.219 | 21087.2883 | 6668.4833 | 17478.8456 | 3072.1842 | 10280.5166
| 58 | MWh | 35662.7814 | 15182.9248 | 32627.3618 | 5046.2412 | 24957.0616 | 10963.0082 | 17911.2118 | 28635.935 | 6641.8416 | 19923.4931 | 4382.524 | 13144.8668
| 59 | MWh | 53762.547 | 37370.9343 | 45456.1469 | 9675.7909 | 26676.3467 | 20696.0248 | 22160.0005 | 28844.4903 | 12100.9206 | 25999.7186 | 6841.1188 | 18539.4398
| 60 | MWh | 29113.819 | 11142.202 | 24275.3779 | 2247.0794 | 15923.4651 | 8446.2484 | 9823.017 | 21554.7148 | 5789.53 | 13804.9833 | 3376.0076 | 6015.0375
| 61 | MWh | 59255.6514 | 31866.0992 | 63807.2795 | 3242.2658 | 28526.4272 | 27811.2506 | 19180.7634 | 22206.2748 | 18971.9302 | 37104.6134 | 3962.6196 | 40827.0091
| 62 | MWh | 40399.8523 | 22532.6944 | 33030.848 | 10572.2492 | 22008.1911 | 14490.4877 | 11831.5732 | 29322.8462 | 12717.9116 | 24701.2471 | 4187.4348 | 15215.6584
| 63 | MWh | 59859.7341 | 26133.8266 | 43581.8954 | 26263.2928 | 31577.7672 | 15189.8666 | 22595.1927 | 36874.0455 | 7293.5565 | 20231.1054 | 9202.0815 | 6848.5433
| 64 | MWh | 26421.3715 | 18523.1926 | 32251.831 | 2188.7355 | 19725.8069 | 9783.2427 | 7782.0715 | 16041.0899 | 8803.8512 | 21584.6853 | 4545.9238 | 15813.775
| 65 | MWh | 45880.0165 | 23125.286 | 32297.3305 | 3986.6251 | 23084.4784 | 16240.3876 | 20839.299 | 34877.2585 | 12987.6612 | 21449.6732 | 3437.4448 | 15377.2237
| 66 | MWh | 44922.3858 | 24448.096 | 40870.0997 | 6478.9722 | 31040.7764 | 19551.4811 | 22549.2479 | 35873.5526 | 15044.6969 | 27780.3561 | 1980.7342 | 26098.2953
| 67 | MWh | 58115.8144 | 26158.8741 | 49650.0391 | 3646.646 | 29705.7552 | 26194.8465 | 24592.5433 | 27149.4915 | 9519.31 | 28576.6093 | 4324.6847 | 22190.5422
| 68 | MWh | 59442.6328 | 28908.7151 | 39090.0327 | 9738.654 | 29145.6116 | 19013.4149 | 21142.8007 | 32876.3498 | 8716.6974 | 24103.6282 | 11512.7477 | 13921.9301
| 69 | MWh | 37617.1505 | 10658.8129 | 30176.0273 | 5913.5637 | 23220.8698 | 20164.5467 | 25749.3501 | 38543.9807 | 10610.1559 | 21011.4426 | 3318.3813 | 14226.9327
| 70 | MWh | 55307.3078 | 21669.1855 | 43240.3888 | 12127.9969 | 37252.7553 | 15118.8492 | 48298.304 | 30434.5535 | 24328.4321 | 29234.9594 | 6845.2131 | 19553.9809
| 71 | MWh | 29841.1383 | 13001.0269 | 27703.6668 | 2648.8228 | 20422.8275 | 8752.4248 | 16129.4715 | 31207.5596 | 10184.3915 | 18015.1581 | 2154.296 | 8917.292
| 72 | MWh | 38271.5134 | 8017.1705 | 37766.2947 | 4899.9281 | 17703.0021 | 14880.9655 | 13173.169 | 19545.1958 | 7523.6382 | 13628.1007 | 6276.7956 | 11725.0539
| 73 | MWh | 30226.8803 | 14452.3311 | 27268.5815 | 3733.3536 | 24128.0571 | 8321.949 | 10052.4371 | 23065.6123 | 5490.9695 | 17780.0289 | 3316.8726 | 7541.7105
| 74 | MWh | 31400.1711 | 13807.7475 | 84843.608 | 3480.5162 | 18741.0474 | 13576.8153 | 13335.532 | 21127.0272 | 4660.1949 | 31571.2693 | 13359.3476 | 8907.713
| 75 | MWh | 29196.8007 | 11595.6048 | 22441.3358 | 2673.5951 | 16185.9725 | 9573.0538 | 15260.1356 | 23917.0112 | 16532.6608 | 23959.9269 | 2031.0717 | 21791.7403
| 76 | MWh | 78148.6711 | 54680.4937 | 70772.5877 | 7305.4864 | 63388.2299 | 47207.9672 | 38745.465 | 39293.154 | 18924.7442 | 60087.7025 | 18318.8109 | 58499.5821
| 77 | MWh | 41146.095 | 16953.6038 | 30298.1891 | 13861.3464 | 36062.5416 | 11284.5032 | 30635.1631 | 33132.6466 | 13479.279 | 24388.824 | 19415.7564 | 21744.9585
| 78 | MWh | 36051.8906 | 11970.383 | 43127.9825 | 1368.5196 | 16954.9489 | 17630.3229 | 8497.0783 | 15390.9629 | 5829.1589 | 21100.7839 | 2727.868 | 19138.2833
| 79 | MWh | 55411.5671 | 24091.3101 | 50030.7726 | 3028.5966 | 30492.0513 | 23056.5936 | 32774.7172 | 27408.9193 | 19146.6062 | 31162.5814 | 9830.8344 | 29139.5896
| 80 | MWh | 61033.7275 | 34466.893 | 49197.1815 | 7097.3006 | 41499.3538 | 19111.3092 | 43963.6407 | 47270.1191 | 24122.6511 | 46728.68 | 11171.5189 | 43908.0946
| 81 | MWh | 41582.7317 | 29958.7672 | 23685.1157 | 10291.9927 | 20102.8268 | 10167.0466 | 14614.5988 | 39712.9187 | 6166.5164 | 26024.2928 | 11567.1872 | 13041.1494
| 82 | MWh | 40133.981 | 15721.3112 | 32612.9994 | 9091.2218 | 29081.7996 | 13649.6162 | 27419.8394 | 28392.1387 | 13245.1865 | 30261.8951 | 14813.3886 | 21902.8305
| 83 | MWh | 57638.366 | 19395.2916 | 41516.0005 | 17541.044 | 28030.7575 | 20724.8832 | 20067.0237 | 37250.7929 | 7844.7445 | 26915.8232 | 11810.7494 | 13196.8305
| 84 | MWh | 35342.9772 | 11209.9735 | 37703.9636 | 4135.4816 | 27390.9187 | 9658.5359 | 10710.7101 | 22429.0434 | 4713.4831 | 12009.9549 | 6867.1195 | 13395.5253
| 85 | MWh | 38967.0369 | 13004.0927 | 33488.7268 | 955.0519 | 15028.3348 | 15102.5881 | 13060.0294 | 17210.2473 | 5249.4931 | 16187.7572 | 1268.6882 | 11102.2658
| 86 | MWh | 65667.3185 | 33178.9799 | 48530.2339 | 12612.8057 | 38143.2401 | 25860.3259 | 31456.1947 | 36392.7991 | 14273.6078 | 41849.2509 | 16658.7331 | 29785.6178
| 87 | MWh | 48731.1361 | 14210.6595 | 40630.0868 | 1850.9344 | 23568.8727 | 21940.725 | 21224.9948 | 13682.0481 | 6380.2769 | 27453.7007 | 4052.9108 | 22803.2415
| 88 | MWh | 42445.4472 | 19909.1164 | 37376.4253 | 5012.4715 | 21019.5003 | 15677.3298 | 18676.576 | 26414.4734 | 10802.5391 | 24397.2777 | 2028.1557 | 16133.968
| 89 | MWh | 33094.3461 | 10024.0185 | 38546.3422 | 537.313 | 17423.4698 | 13979.2316 | 13239.7753 | 23677.57 | 8655.2127 | 17381.0767 | 2214.5379 | 13586.3024
| 90 | MWh | 40330.15 | 14886.8848 | 41492.8346 | 4979.1981 | 21619.9641 | 18471.2022 | 21773.3207 | 41474.5818 | 12738.5957 | 24505.6856 | 4522.0565 | 17005.3326
| 91 | MWh | 37767.5599 | 16794.8131 | 31543.6577 | 4009.2093 | 22010.256 | 15314.4529 | 17145.487 | 31771.9958 | 12028.6889 | 23534.3749 | 3367.8385 | 16272.3595
| 92 | MWh | 38350.1773 | 19448.7177 | 36564.2327 | 6412.6887 | 23434.0243 | 18479.5977 | 11794.4493 | 19438.696 | 7717.1712 | 28873.7292 | 860.3343 | 21316.1539
| 93 | MWh | 32836.8217 | 15503.6075 | 24172.8352 | 258.5426 | 21489.7752 | 8738.6983 | 13799.0402 | 28684.6462 | 8546.0786 | 21972.087 | 1166.019 | 9059.6551
| 94 | MWh | 40350.1846 | 15879.6177 | 33215.6072 | 3859.2963 | 20421.7706 | 16021.8667 | 19036.0618 | 34536.0325 | 11727.7571 | 19908.4121 | 1908.7033 | 19692.4106
| 95 | MWh | 36089.3615 | 22286.2679 | 31832.3551 | 8183.7312 | 22759.4553 | 24439.5777 | 9432.3746 | 40187.7091 | 16697.37 | 15069.0591 | 8185.2427 | 8871.3551
| 96 | MWh | 48694.5626 | 18004.7667 | 32380.0669 | 9831.6342 | 23438.0483 | 14593.8278 | 15516.7398 | 26839.2409 | 5456.5194 | 18047.0877 | 2742.2682 | 7844.1365
| 97 | MWh | 31589.4218 | 10596.0393 | 25755.0612 | 4103.5091 | 17454.0475 | 20490.627 | 10158.7544 | 48395.2571 | 17062.9644 | 12442.7318 | 5483.8301 | 6920.2852
| 98 | MWh | 30389.2205 | 9165.379 | 27042.2039 | 7331.4651 | 17209.3362 | 13166.5594 | 9283.1913 | 25651.2578 | 4969.087 | 12941.0709 | 10719.4881 | 6281.5826
| 99 | MWh | 39882.3163 | 9177.1726 | 33442.4657 | 520.7199 | 19700.1897 | 13224.5377 | 10592.7805 | 22789.4027 | 10306.5695 | 17826.9842 | 1545.8747 | 11717.0607
| 100 | MWh | 101806.5893 | 108453.4937 | 139786.3079 | 52465.4223 | 99962.6713 | 69426.3937 | 91423.4062 | 139617.9281 | 62735.1746 | 89458.7628 | 53159.3105 | 93353.6381
This chart isn't available in your version of Excel. Editing this shape or saving this workbook into a different file format will permanently break the chart.

## A2_F.26
Figure A2.26 - Conceptual diagram of the ADGLS, ADG, ESR Duration Requirement, and other determination requirements
Table of contents

## A2_F.27
Figure A2.27 - Daily ADG and the daily peak demand (MW) for each Trading Day in 2026-27 for 12 weather reference years determined using the current ADGLS methodology defined in the WEM Rules
Table of contents
| ADG | [12 empty] | Daily Peak Demand
| Date - Reference Year | 2010-11 | 2011-12 | 2012-13 | 2013-14 | 2014-15 | 2015-16 | 2016-17 | 2017-18 | 2018-19 | 2019-20 | 2020-21 | 2021-22 | Date - Reference Year | 2010-11 | 2011-12 | 2012-13 | 2013-14 | 2014-15 | 2015-16 | 2016-17 | 2017-18 | 2018-19 | 2019-20 | 2020-21 | 2021-22
| 2026-10-01 | 0 | 0 | 0 | 0 | 1 | 1 | 0 | 0 | 0 | 0 | 0 | 0 | 2026-10-01 | 2860.6215 | 3050.6712 | 3002.8411 | 2848.4816 | 2970.6315 | 2868.2216 | 3309.3211 | 3406.1915 | 2870.5316 | 2830.9115 | 2833.3514 | 2720.7216
| 2026-10-02 | 0 | 0 | 0 | 0 | 0 | 0 | 0 | 0 | 0 | 0 | 0 | 1 | 2026-10-02 | 2749.8615 | 2907.6315 | 2804.4212 | 2807.9015 | 2754.5814 | 2844.6115 | 3274.8314 | 3052.0911 | 2757.5914 | 2871.4015 | 3042.4816 | 2827.1815
| 2026-10-03 | 2 | 2 | 3 | 3 | 3 | 3 | 2 | 3 | 4 | 3 | 3 | 3 | 2026-10-03 | 2650.4251 | 2640.8952 | 2616.7152 | 2701.4652 | 2628.6152 | 2623.0352 | 3267.0753 | 2755.5252 | 2625.1152 | 2659.7752 | 2793.8653 | 2676.7953
| 2026-10-04 | 3 | 2 | 2 | 2 | 2 | 2 | 2 | 3 | 3 | 3 | 2 | 3 | 2026-10-04 | 2557.9552 | 2691.5052 | 2656.8253 | 2689.5953 | 2844.3353 | 2691.4752 | 3151.8653 | 2686.6251 | 2648.8552 | 2675.8253 | 2758.7652 | 2678.9151
| 2026-10-05 | 0 | 0 | 0 | 0 | 0 | 0 | 0 | 0 | 0 | 0 | 0 | 0 | 2026-10-05 | 2822.3114 | 2948.7716 | 2929.4115 | 2846.8014 | 2987.3414 | 2920.6014 | 3307.4716 | 2902.0714 | 2844.8615 | 2804.9415 | 2947.6014 | 2964.9916
| 2026-10-06 | 0 | 0 | 0 | 0 | 0 | 0 | 0 | 0 | 1 | 0 | 0 | 0 | 2026-10-06 | 2732.3214 | 2888.4616 | 2782.7716 | 2902.6515 | 2960.4215 | 2797.3311 | 3010.0514 | 3037.3514 | 2813.4315 | 2845.6915 | 2872.2616 | 2943.6415
| 2026-10-07 | 0 | 0 | 0 | 0 | 0 | 0 | 0 | 0 | 0 | 0 | 0 | 0 | 2026-10-07 | 2737.3414 | 2853.4816 | 2902.6115 | 2908.5216 | 2956.8114 | 2850.8514 | 2951.5016 | 3096.6311 | 2790.6915 | 2825.9215 | 2815.4315 | 2947.2212
| 2026-10-08 | 0 | 0 | 1 | 0 | 0 | 0 | 0 | 0 | 0 | 0 | 0 | 0 | 2026-10-08 | 2837.5016 | 2871.6115 | 2970.2015 | 2860.481 | 2905.731 | 2897.2616 | 3020.9215 | 2979.6912 | 2796.0016 | 2788.9315 | 2758.3414 | 2817.3414
| 2026-10-09 | 0 | 1 | 1 | 1 | 0 | 0 | 0 | 0 | 3 | 0 | 1 | 1 | 2026-10-09 | 2797.3715 | 2665.3514 | 2852.7816 | 2901.0814 | 2828.6615 | 2900.7716 | 2881.7316 | 2962.1115 | 2788.5016 | 2771.8114 | 2670.0714 | 2752.4816
| 2026-10-10 | 3 | 1 | 3 | 3 | 2 | 2 | 2 | 2 | 4 | 4 | 5 | 4 | 2026-10-10 | 2603.4152 | 2623.0052 | 2672.9452 | 2685.0152 | 2710.9852 | 2797.0252 | 2924.5252 | 2964.0953 | 2588.0252 | 2552.8053 | 2554.2052 | 2666.3153
| 2026-10-11 | 2 | 3 | 2 | 2 | 2 | 2 | 1 | 2 | 1 | 3 | 3 | 2 | 2026-10-11 | 2650.5252 | 2631.2752 | 2715.7252 | 2661.4051 | 2719.3353 | 2892.0252 | 3008.3751 | 2895.7652 | 2806.3453 | 2579.3952 | 2609.9253 | 2676.6153
| 2026-10-12 | 0 | 0 | 0 | 0 | 0 | 1 | 0 | 0 | 0 | 0 | 0 | 0 | 2026-10-12 | 2894.3014 | 2839.0614 | 2927.4716 | 2815.8711 | 2837.291 | 3090.0714 | 3057.041 | 2995.3511 | 2798.021 | 2816.5514 | 2752.0914 | 3093.3615
| 2026-10-13 | 0 | 0 | 0 | 0 | 0 | 0 | 0 | 0 | 0 | 0 | 0 | 0 | 2026-10-13 | 2902.541 | 2701.5116 | 2905.5814 | 2875.5914 | 2797.4515 | 2922.6715 | 2926.981 | 3073.8915 | 2792.751 | 2863.6515 | 2769.7216 | 2996.8311
| 2026-10-14 | 0 | 0 | 0 | 0 | 0 | 0 | 0 | 0 | 0 | 0 | 0 | 0 | 2026-10-14 | 2842.2316 | 2720.7914 | 2912.251 | 2811.271 | 3001.7112 | 2876.5016 | 2921.8715 | 3028.3011 | 2781.9215 | 2869.751 | 2721.8715 | 2842.6712
| 2026-10-15 | 0 | 0 | 0 | 0 | 1 | 0 | 0 | 0 | 0 | 0 | 0 | 0 | 2026-10-15 | 2843.1211 | 2777.021 | 2924.2112 | 2806.8811 | 2847.0914 | 2858.2212 | 2901.1512 | 2865.2716 | 2984.291 | 2845.3911 | 2729.8815 | 2761.2616
| 2026-10-16 | 0 | 1 | 0 | 0 | 1 | 0 | 0 | 2 | 1 | 1 | 2 | 2 | 2026-10-16 | 2732.3011 | 2791.9716 | 2801.8011 | 2761.3911 | 2724.0714 | 2769.041 | 2853.3915 | 2793.6014 | 2815.3311 | 2726.9712 | 2626.2111 | 2602.0916
| 2026-10-17 | 3 | 3 | 3 | 0 | 2 | 3 | 3 | 4 | 3 | 3 | 4 | 4 | 2026-10-17 | 2539.5952 | 2631.2352 | 2672.1751 | 2839.4251 | 2637.0752 | 2642.3752 | 2836.8053 | 2609.1753 | 2735.1053 | 2702.9752 | 2470.7652 | 2448.0553
| 2026-10-18 | 2 | 2 | 2 | 2 | 2 | 2 | 2 | 2 | 2 | 3 | 2 | 3 | 2026-10-18 | 2624.9652 | 2723.9552 | 2700.6053 | 2754.2953 | 2720.0152 | 2694.0653 | 2874.6153 | 2639.1552 | 2717.8751 | 2667.1153 | 2592.1952 | 2515.6753
| 2026-10-19 | 0 | 0 | 0 | 0 | 0 | 0 | 0 | 0 | 0 | 0 | 0 | 0 | 2026-10-19 | 2916.991 | 2877.1111 | 2957.9916 | 2884.6512 | 2813.2716 | 2734.6515 | 2963.5711 | 2926.8815 | 2894.0811 | 2778.0711 | 2741.4215 | 2652.1615
| 2026-10-20 | 0 | 0 | 0 | 0 | 0 | 0 | 0 | 0 | 0 | 0 | 0 | 0 | 2026-10-20 | 2889.1411 | 2883.1111 | 2878.761 | 2847.5911 | 2766.6712 | 2680.3711 | 2840.0711 | 2926.6815 | 2814.9412 | 2828.0392 | 2697.4115 | 2784.7716
| 2026-10-21 | 0 | 0 | 0 | 0 | 0 | 1 | 0 | 0 | 0 | 0 | 0 | 0 | 2026-10-21 | 2845.4012 | 2838.4312 | 2893.1612 | 2786.5911 | 2790.4612 | 2758.5714 | 2810.5714 | 2885.791 | 2864.9712 | 2797.7671 | 2700.8514 | 2786.0914
| 2026-10-22 | 0 | 0 | 0 | 0 | 0 | 0 | 0 | 0 | 0 | 0 | 1 | 0 | 2026-10-22 | 2879.751 | 2877.011 | 2915.9712 | 2837.541 | 2874.0811 | 2712.0611 | 2901.8711 | 2790.0611 | 2865.741 | 2830.981 | 2700.039 | 2709.5611
| 2026-10-23 | 0 | 1 | 0 | 0 | 0 | 0 | 1 | 0 | 1 | 1 | 1 | 2 | 2026-10-23 | 2716.4412 | 2727.3411 | 2816.6011 | 2715.531 | 2811.751 | 2605.6011 | 2746.8411 | 2779.6512 | 2738.991 | 2702.3111 | 2691.0611 | 2543.2411
| 2026-10-24 | 3 | 3 | 2 | 4 | 3 | 4 | 4 | 4 | 4 | 3 | 5 | 5 | 2026-10-24 | 2582.6152 | 2605.9152 | 2757.2852 | 2538.2252 | 2627.8952 | 2456.7652 | 2452.5752 | 2612.6052 | 2535.1753 | 2570.0252 | 2558.5352 | 2464.7452
| 2026-10-25 | 2 | 2 | 2 | 2 | 2 | 2 | 2 | 2 | 3 | 1 | 1 | 3 | 2026-10-25 | 2611.6152 | 2653.8453 | 2818.7652 | 2677.8653 | 2699.9351 | 2533.6352 | 2552.8852 | 2664.0352 | 2539.9652 | 2877.7052 | 2862.7652 | 2503.9652
| 2026-10-26 | 0 | 2 | 0 | 0 | 0 | 1 | 0 | 0 | 0 | 0 | 0 | 0 | 2026-10-26 | 2851.1411 | 2899.0116 | 2921.3811 | 2917.3411 | 2876.0911 | 2816.2212 | 2782.021 | 2769.695 | 2750.991 | 2805.1076 | 2794.3418 | 2845.5511
| 2026-10-27 | 0 | 3 | 0 | 0 | 0 | 0 | 0 | 0 | 0 | 1 | 0 | 0 | 2026-10-27 | 2911.1211 | 2884.4716 | 2884.9512 | 3004.1011 | 2872.231 | 2740.4512 | 2803.1011 | 2696.041 | 2743.1799 | 2776.9612 | 2724.6612 | 2949.8211
| 2026-10-28 | 0 | 0 | 1 | 1 | 0 | 0 | 0 | 0 | 0 | 1 | 0 | 0 | 2026-10-28 | 2825.8011 | 2916.511 | 2904.1311 | 3081.0811 | 2753.001 | 2906.9115 | 2821.0611 | 2640.0666 | 2637.1612 | 2813.521 | 2731.8011 | 2955.2212
| 2026-10-29 | 0 | 0 | 0 | 0 | 0 | 2 | 0 | 0 | 0 | 0 | 0 | 0 | 2026-10-29 | 2817.4012 | 2806.6512 | 2902.761 | 2848.741 | 2847.0611 | 2967.4512 | 2806.541 | 2803.0611 | 2755.9412 | 2921.0811 | 2887.829 | 2885.6812
| 2026-10-30 | 0 | 3 | 1 | 0 | 0 | 0 | 0 | 0 | 2 | 1 | 1 | 2 | 2026-10-30 | 2709.0611 | 2560.8511 | 2793.651 | 2758.041 | 2716.8611 | 2876.3414 | 2714.501 | 2705.8411 | 2685.741 | 2849.541 | 3121.5582 | 2683.6111
| 2026-10-31 | 3 | 3 | 3 | 2 | 3 | 3 | 4 | 3 | 4 | 5 | 4 | 5 | 2026-10-31 | 2562.0652 | 2510.4052 | 2666.6179 | 2690.2852 | 2631.9552 | 2645.1352 | 2628.4351 | 2528.3001 | 2502.2452 | 2575.4952 | 2498.3352 | 2511.5652
| 2026-11-01 | 3 | 2 | 2 | 1 | 2 | 2 | 2 | 2 | 3 | 3 | 2 | 3 | 2026-11-01 | 2613.174 | 2619.0339 | 2799.1622 | 2926.6127 | 2637.9639 | 2683.7139 | 2686.084 | 2554.2239 | 2624.2639 | 2596.6139 | 2600.8554 | 2578.0839
| 2026-11-02 | 0 | 0 | 0 | 0 | 0 | 0 | 0 | 0 | 0 | 1 | 0 | 0 | 2026-11-02 | 2897.9511 | 2923.8112 | 2927.8362 | 3239.5105 | 2822.5093 | 2838.9654 | 2800.9111 | 2710.1513 | 2820.5212 | 2729.3813 | 2657.9511 | 2776.6113
| 2026-11-03 | 0 | 2 | 0 | 0 | 0 | 0 | 0 | 0 | 0 | 0 | 1 | 1 | 2026-11-03 | 2968.7712 | 3040.7011 | 2848.956 | 2814.1738 | 2864.4748 | 2724.8321 | 2756.7011 | 2655.7128 | 2836.1513 | 2664.5913 | 2595.2812 | 2660.6413
| 2026-11-04 | 1 | 6 | 0 | 0 | 0 | 0 | 0 | 0 | 0 | 1 | 0 | 1 | 2026-11-04 | 3313.4918 | 3245.7316 | 2861.2343 | 2768.7485 | 2897.3246 | 2797.704 | 2794.3313 | 2742.6711 | 2793.6213 | 2600.8912 | 2606.6412 | 2665.8313
| 2026-11-05 | 1 | 0 | 0 | 0 | 0 | 0 | 0 | 0 | 0 | 0 | 0 | 1 | 2026-11-05 | 2908.4356 | 2889.9081 | 2873.8707 | 2880.7173 | 2913.1004 | 2906.4772 | 2821.4511 | 2835.4211 | 2759.8413 | 2789.0913 | 2787.8112 | 2698.2011
| 2026-11-06 | 1 | 1 | 1 | 0 | 1 | 0 | 1 | 1 | 1 | 0 | 1 | 1 | 2026-11-06 | 2717.7436 | 2708.106 | 2829.8335 | 2771.5537 | 2777.0135 | 2814.2979 | 2750.7211 | 2711.0012 | 2804.0612 | 2888.2512 | 2757.4013 | 2623.8313
| 2026-11-07 | 4 | 3 | 3 | 3 | 4 | 3 | 1 | 4 | 5 | 1 | 3 | 5 | 2026-11-07 | 2536.6434 | 2577.2964 | 2612.9324 | 2739.0219 | 2641.4761 | 2639.5487 | 2925.4439 | 2632.3339 | 2547.5639 | 2940.6667 | 2612.9539 | 2493.6239
| 2026-11-08 | 2 | 2 | 3 | 1 | 2 | 3 | 2 | 0 | 3 | 3 | 3 | 4 | 2026-11-08 | 2616.2435 | 2627.4598 | 2652.8222 | 2989.0887 | 2956.4279 | 2663.1767 | 2710.304 | 2848.9138 | 2592.6838 | 2657.6838 | 2567.3339 | 2519.2839
| 2026-11-09 | 1 | 0 | 0 | 1 | 0 | 0 | 0 | 0 | 1 | 0 | 0 | 1 | 2026-11-09 | 2876.196 | 2890.9212 | 2877.7398 | 2991.4687 | 2850.0446 | 2913.5496 | 2825.6811 | 3039.7912 | 2729.7011 | 2823.3813 | 2675.6611 | 2576.9212
| 2026-11-10 | 2 | 0 | 0 | 0 | 0 | 0 | 0 | 1 | 0 | 0 | 0 | 0 | 2026-11-10 | 2841.2218 | 2835.2337 | 2906.4238 | 2850.8472 | 2789.4377 | 2877.3815 | 2844.2412 | 3458.3592 | 2582.7912 | 2806.5712 | 2645.4112 | 2553.1412
| 2026-11-11 | 6 | 0 | 0 | 0 | 0 | 1 | 0 | 2 | 1 | 0 | 0 | 1 | 2026-11-11 | 2753.1345 | 2813.3797 | 2792.0513 | 2789.2604 | 2802.0498 | 2987.8258 | 2718.2312 | 3254.2111 | 2664.7211 | 3208.9094 | 2601.2412 | 2567.0813
| 2026-11-12 | 0 | 0 | 0 | 0 | 0 | 0 | 0 | 0 | 0 | 0 | 1 | 1 | 2026-11-12 | 2677.0309 | 2872.435 | 2809.7933 | 3117.0341 | 2823.7375 | 3107.0704 | 2867.4812 | 3162.1213 | 2944.2569 | 3613.1863 | 2571.8812 | 2523.0312
| 2026-11-13 | 1 | 1 | 0 | 1 | 1 | 1 | 1 | 1 | 1 | 1 | 2 | 2 | 2026-11-13 | 2573.5441 | 2699.027 | 2795.6052 | 3118.3352 | 2755.5075 | 3401.4769 | 2730.3212 | 3071.5412 | 3105.839 | 3523.6672 | 2493.8712 | 2481.3812
| 2026-11-14 | 4 | 4 | 3 | 2 | 4 | 0 | 5 | 2 | 4 | 0 | 4 | 4 | 2026-11-14 | 2400.3222 | 2565.8361 | 2715.9303 | 3042.8629 | 2502.2172 | 3364.5431 | 2601.1639 | 3081.7639 | 2444.3239 | 3213.6029 | 2541.9939 | 2404.0739
| 2026-11-15 | 3 | 3 | 3 | 2 | 3 | 2 | 3 | 2 | 4 | 1 | 4 | 3 | 2026-11-15 | 2498.5322 | 2639.0674 | 2631.4822 | 2788.9823 | 2728.6622 | 2912.7744 | 2697.6538 | 2849.104 | 2506.3539 | 2819.4338 | 2539.5722 | 2527.8339
| 2026-11-16 | 0 | 0 | 0 | 0 | 0 | 2 | 0 | 0 | 1 | 1 | 1 | 1 | 2026-11-16 | 2736.2406 | 2831.5202 | 2892.1977 | 2780.9268 | 2989.2815 | 3198.5814 | 3326.8112 | 2987.2612 | 2625.4312 | 3015.4611 | 2761.4211 | 2577.9112
| 2026-11-17 | 0 | 0 | 1 | 0 | 1 | 1 | 0 | 0 | 1 | 0 | 0 | 1 | 2026-11-17 | 2825.3852 | 2765.5798 | 2824.3376 | 2630.4976 | 2896.3237 | 2731.2373 | 2971.3913 | 2751.9912 | 2662.4975 | 2784.6513 | 2763.2011 | 2664.5813
| 2026-11-18 | 0 | 1 | 3 | 0 | 0 | 0 | 0 | 0 | 1 | 1 | 0 | 2 | 2026-11-18 | 3008.9181 | 2801.3576 | 3041.657 | 2730.1238 | 2869.8376 | 2747.6199 | 2786.1811 | 3102.3513 | 2749.3576 | 2689.5512 | 2765.8413 | 2639.4576
| 2026-11-19 | 1 | 0 | 1 | 0 | 1 | 1 | 1 | 2 | 1 | 1 | 0 | 0 | 2026-11-19 | 3554.5072 | 2883.5135 | 3079.0376 | 3021.1577 | 2865.6346 | 2779.1777 | 2728.1877 | 3446.8915 | 2800.4711 | 2714.1977 | 2771.9711 | 2716.9013
| 2026-11-20 | 3 | 1 | 1 | 1 | 1 | 1 | 1 | 2 | 2 | 1 | 2 | 2 | 2026-11-20 | 3470.8713 | 2690.0976 | 2788.0204 | 2851.3776 | 2793.4975 | 2718.0876 | 2709.7975 | 2778.5312 | 2656.1677 | 2685.4777 | 2695.8212 | 2594.1276
| 2026-11-21 | 5 | 4 | 4 | 4 | 4 | 2 | 4 | 4 | 5 | 3 | 5 | 5 | 2026-11-21 | 2816.4602 | 2552.2422 | 2626.9195 | 2584.7322 | 2688.9823 | 2976.2408 | 2460.4222 | 2545.6822 | 2486.8323 | 2676.324 | 2570.3222 | 2564.6939
| 2026-11-22 | 3 | 3 | 3 | 3 | 3 | 2 | 4 | 4 | 4 | 3 | 4 | 5 | 2026-11-22 | 2897.1922 | 2635.0222 | 2670.4322 | 2421.5322 | 2742.8421 | 2996.3315 | 2574.5022 | 2531.7839 | 2571.8022 | 2631.5108 | 2622.7839 | 2472.5139
| 2026-11-23 | 0 | 0 | 0 | 0 | 0 | 0 | 0 | 0 | 1 | 1 | 0 | 1 | 2026-11-23 | 2921.8673 | 2896.9577 | 2929.7586 | 2615.6176 | 2905.3676 | 2982.6176 | 2762.5876 | 2739.0275 | 2725.5275 | 2816.9777 | 3135.8024 | 2659.3913
| 2026-11-24 | 0 | 0 | 0 | 1 | 0 | 0 | 0 | 0 | 1 | 0 | 0 | 1 | 2026-11-24 | 2839.1577 | 3038.9875 | 2857.9377 | 2633.0076 | 3212.4377 | 2915.9875 | 2785.7575 | 2748.9277 | 2730.4177 | 3042.4787 | 2891.2331 | 2634.7276
| 2026-11-25 | 0 | 2 | 2 | 0 | 1 | 0 | 0 | 0 | 1 | 0 | 0 | 1 | 2026-11-25 | 2780.3276 | 3473.965 | 2588.9876 | 2922.4377 | 2981.7617 | 2913.5275 | 2949.0175 | 2782.1076 | 2706.4875 | 3067.7126 | 2810.5556 | 2702.5913
| 2026-11-26 | 0 | 1 | 0 | 0 | 0 | 0 | 0 | 0 | 1 | 0 | 1 | 1 | 2026-11-26 | 2901.2975 | 3457.2375 | 2788.7077 | 2988.0576 | 3011.2875 | 2920.0876 | 3168.5976 | 2910.2412 | 2718.0375 | 2879.68 | 2730.0813 | 2902.9307
| 2026-11-27 | 0 | 2 | 1 | 1 | 2 | 0 | 1 | 0 | 3 | 1 | 2 | 0 | 2026-11-27 | 2835.1577 | 2933.7575 | 2619.2776 | 2662.8176 | 2804.2875 | 3004.2277 | 3245.184 | 2868.0004 | 2573.4576 | 2808.0175 | 2624.7176 | 3039.6308
| 2026-11-28 | 2 | 4 | 4 | 4 | 4 | 4 | 1 | 4 | 5 | 4 | 6 | 0 | 2026-11-28 | 2888.0123 | 2645.1022 | 2444.6822 | 2541.4422 | 2674.8722 | 2753.4623 | 3290.0465 | 2743.2323 | 2496.6622 | 2740.4222 | 2438.5921 | 3230.7567
| 2026-11-29 | 2 | 3 | 4 | 3 | 3 | 3 | 2 | 3 | 3 | 3 | 3 | 1 | 2026-11-29 | 3237.9823 | 2656.9923 | 2577.5522 | 2610.5522 | 2721.2623 | 2726.2023 | 2963.8221 | 2864.1322 | 2645.7123 | 2938.563 | 2501.2117 | 2974.4321
| 2026-11-30 | 1 | 0 | 0 | 0 | 0 | 1 | 0 | 0 | 1 | 0 | 1 | 1 | 2026-11-30 | 3495.965 | 2659.9875 | 3200.0876 | 2704.0175 | 2892.0075 | 2830.1076 | 2905.7931 | 2910.8176 | 3144.2057 | 3616.5899 | 2720.8176 | 2682.9216
| 2026-12-01 | 1 | 0 | 1 | 1 | 0 | 1 | 0 | 1 | 1 | 0 | 1 | 1 | 2026-12-01 | 3378.9946 | 2783.5174 | 3508.6373 | 2650.4073 | 2829.9273 | 2857.6573 | 2866.6373 | 2776.3172 | 2743.6673 | 4045.9483 | 2653.4874 | 2607.5292
| 2026-12-02 | 0 | 0 | 5 | 0 | 0 | 0 | 0 | 1 | 1 | 0 | 1 | 2 | 2026-12-02 | 2852.5274 | 2861.6673 | 2934.5772 | 2781.6873 | 2671.9774 | 3252.2374 | 2776.3372 | 2734.8973 | 2826.7374 | 3804.063 | 2720.2074 | 2594.0173
| 2026-12-03 | 0 | 0 | 0 | 0 | 1 | 1 | 0 | 0 | 1 | 1 | 1 | 1 | 2026-12-03 | 2663.4574 | 3096.3072 | 2914.1473 | 3053.0572 | 2788.8673 | 2949.5672 | 2825.3272 | 2731.8472 | 2743.0074 | 4063.4185 | 2825.3072 | 2702.4674
| 2026-12-04 | 1 | 1 | 1 | 3 | 3 | 1 | 2 | 2 | 2 | 3 | 2 | 1 | 2026-12-04 | 2614.9973 | 3272.8773 | 2740.5372 | 3064.8272 | 2686.6773 | 2669.9974 | 2726.5372 | 2694.8773 | 2642.8873 | 3563.7814 | 2654.6473 | 2808.1774
| 2026-12-05 | 5 | 2 | 4 | 4 | 4 | 5 | 5 | 4 | 5 | 6 | 5 | 3 | 2026-12-05 | 2439.78 | 3240.4299 | 2630.17 | 2670.3701 | 2619.1 | 2543.06 | 2558.76 | 2889.6201 | 2566.93 | 2606.35 | 2485.69 | 2763.758
| 2026-12-06 | 3 | 2 | 3 | 3 | 3 | 3 | 4 | 3 | 3 | 4 | 4 | 3 | 2026-12-06 | 2539.05 | 3329.4499 | 3040.4099 | 2661.3401 | 2779.79 | 2673.31 | 2591.16 | 3032.1574 | 2731.47 | 2636.8301 | 2547.12 | 2683.0871
| 2026-12-07 | 1 | 13 | 1 | 0 | 0 | 1 | 0 | 2 | 1 | 1 | 0 | 0 | 2026-12-07 | 2798.9874 | 3772.38 | 3561.2674 | 2721.8072 | 2893.1573 | 2761.5372 | 2795.4774 | 2868.7774 | 2769.5472 | 2880.3172 | 2932.9921 | 3190.8341
| 2026-12-08 | 1 | 0 | 0 | 0 | 0 | 1 | 1 | 1 | 2 | 0 | 0 | 0 | 2026-12-08 | 2731.7274 | 2763.9874 | 3079.8673 | 3094.1673 | 2853.1273 | 2712.8973 | 2741.0074 | 2890.6773 | 2731.6473 | 3264.7217 | 3379.3556 | 3507.5349
| 2026-12-09 | 1 | 0 | 3 | 0 | 1 | 1 | 1 | 1 | 1 | 0 | 0 | 0 | 2026-12-09 | 2598.4373 | 2929.0572 | 2769.5772 | 3186.3072 | 2844.7474 | 2716.0372 | 2720.4674 | 2850.1873 | 2808.0772 | 4076.2228 | 3410.6179 | 4027.0435
| 2026-12-10 | 0 | 0 | 0 | 0 | 0 | 1 | 0 | 0 | 1 | 0 | 2 | 1 | 2026-12-10 | 2682.7274 | 2995.3472 | 2925.3272 | 3511.9373 | 3160.0972 | 2737.1873 | 2829.3873 | 2875.7274 | 3053.8573 | 4175.5398 | 3599.9612 | 3443.7699
| 2026-12-11 | 2 | 1 | 1 | 1 | 1 | 2 | 0 | 0 | 2 | 1 | 1 | 2 | 2026-12-11 | 2618.4873 | 2809.9273 | 2809.5074 | 3810.3965 | 2812.6373 | 2747.0972 | 3055.9574 | 3236.3709 | 3482.4691 | 4057.584 | 3555.9948 | 2642.9574
| 2026-12-12 | 4 | 4 | 4 | 1 | 4 | 4 | 2 | 4 | 4 | 0 | 1 | 5 | 2026-12-12 | 2581.05 | 2755.81 | 2680.1201 | 3425.118 | 2622.29 | 2597.2001 | 3041.6681 | 2928.24 | 2702.51 | 3792.5262 | 3053.888 | 2467.7099
| 2026-12-13 | 3 | 2 | 3 | 1 | 4 | 4 | 4 | 2 | 4 | 0 | 4 | 5 | 2026-12-13 | 2842.8501 | 3038.8999 | 2789.05 | 3616.55 | 2681.77 | 2627.0701 | 2733.29 | 3488.9066 | 2623.89 | 3798.5633 | 2520.2001 | 2480.87
| 2026-12-14 | 0 | 1 | 0 | 1 | 0 | 1 | 1 | 0 | 1 | 2 | 2 | 2 | 2026-12-14 | 2832.8372 | 2897.5658 | 2913.3773 | 4288.6847 | 2860.6373 | 2821.8673 | 2856.9373 | 3831.2111 | 2794.9874 | 3747.7691 | 2702.7972 | 2597.6373
| 2026-12-15 | 1 | 2 | 1 | 2 | 1 | 0 | 1 | 1 | 1 | 1 | 1 | 2 | 2026-12-15 | 2741.0572 | 2852.2774 | 2840.9974 | 3183.7576 | 2790.0074 | 2907.2074 | 2864.2174 | 2929.1873 | 2779.7074 | 3701.0604 | 2748.1773 | 2622.6373
| 2026-12-16 | 1 | 1 | 1 | 1 | 1 | 1 | 0 | 1 | 2 | 0 | 1 | 2 | 2026-12-16 | 2818.8573 | 2993.2474 | 2967.6273 | 2991.1573 | 2668.2074 | 2883.3172 | 3044.1173 | 2678.3573 | 2813.5174 | 3502.9245 | 2834.9473 | 2646.9073
| 2026-12-17 | 0 | 1 | 0 | 1 | 1 | 1 | 0 | 1 | 0 | 2 | 1 | 2 | 2026-12-17 | 3150.4473 | 2945.1273 | 3236.2674 | 3014.4674 | 2882.2374 | 2932.6873 | 3089.8272 | 2881.8973 | 3107.6486 | 2783.4774 | 2917.4273 | 2594.5874
| 2026-12-18 | 1 | 1 | 2 | 1 | 2 | 2 | 0 | 1 | 0 | 2 | 1 | 3 | 2026-12-18 | 3007.0672 | 2905.4273 | 2966.4974 | 2834.3272 | 3255.2872 | 2705.4173 | 2953.1573 | 2825.1273 | 3716.0482 | 2725.0472 | 2956.9563 | 2516.6773
| 2026-12-19 | 4 | 4 | 4 | 4 | 4 | 5 | 4 | 5 | 0 | 4 | 3 | 5 | 2026-12-19 | 2691.47 | 2723.6101 | 2714.8 | 2648.037 | 2801.05 | 2557.49 | 2671.52 | 2623.7001 | 4236.3546 | 2815.1223 | 2948.4899 | 2447.09
| 2026-12-20 | 4 | 4 | 4 | 4 | 4 | 4 | 5 | 4 | 3 | 5 | 3 | 6 | 2026-12-20 | 2687.56 | 2640.68 | 2677.807 | 2655.8901 | 2740.3501 | 2658.9099 | 2596.48 | 2539.6 | 2909.4065 | 2719.23 | 2949.9119 | 2477.52
| 2026-12-21 | 2 | 1 | 1 | 0 | 1 | 0 | 1 | 1 | 1 | 1 | 0 | 1 | 2026-12-21 | 2764.9974 | 2869.4173 | 2907.6073 | 3070.4974 | 2922.5472 | 3295.4373 | 2887.6273 | 2703.9674 | 3013.0491 | 3032.9373 | 3239.6819 | 2837.0185
| 2026-12-22 | 1 | 0 | 4 | 2 | 1 | 0 | 0 | 2 | 5 | 1 | 0 | 1 | 2026-12-22 | 3060.4473 | 3010.3873 | 2980.5401 | 2736.7274 | 3086.4302 | 3808.368 | 3320.8983 | 2697.8172 | 2640.4173 | 3157.6467 | 3637.2707 | 2841.9364
| 2026-12-23 | 0 | 0 | 2 | 5 | 1 | 1 | 1 | 2 | 5 | 3 | 0 | 1 | 2026-12-23 | 3227.75 | 2997.1973 | 3527.0801 | 2519.6202 | 2916.1273 | 3757.1969 | 4427.6495 | 2806.7674 | 2563.1401 | 2973.1443 | 4253.9539 | 3027.6488
| 2026-12-24 | 0 | 0 | 0 | 4 | 4 | 2 | 1 | 0 | 1 | 4 | 1 | 0 | 2026-12-24 | 3542.7474 | 3018.9273 | 3889.9173 | 2651.0401 | 2674.74 | 2638.3301 | 2983.8372 | 3327.7337 | 2711.7574 | 2788.4473 | 4054.593 | 3424.1627
| 2026-12-25 | 2 | 1 | 5 | 2 | 5 | 6 | 0 | 0 | 3 | 2 | 4 | 0 | 2026-12-25 | 3316.2713 | 2852.7474 | 3734.99 | 2745.1973 | 2664.1673 | 2411.7101 | 3072.2777 | 3099.8152 | 2531.5473 | 2707.2952 | 3451.2414 | 3850.0381
| 2026-12-26 | 3 | 4 | 3 | 4 | 3 | 4 | 4 | 4 | 5 | 5 | 3 | 4 | 2026-12-26 | 3307.8768 | 2715.307 | 3733.51 | 2730.49 | 2952 | 2686.077 | 2794.6379 | 2848.526 | 2552.2001 | 2630.29 | 2919.0847 | 3877.789
| 2026-12-27 | 3 | 5 | 3 | 4 | 3 | 2 | 6 | 4 | 5 | 5 | 5 | 3 | 2026-12-27 | 3302.8801 | 2502.7069 | 3676.2569 | 2882.0169 | 2852.7569 | 3304.05 | 2545.3469 | 2908.0065 | 2585.38 | 2570.2099 | 2722.1301 | 4127.4399
| 2026-12-28 | 1 | 4 | 1 | 0 | 0 | 2 | 5 | 5 | 3 | 3 | 2 | 1 | 2026-12-28 | 3309.4938 | 2730.72 | 4028.173 | 2994.5372 | 3292.8272 | 3844.8155 | 2499.8273 | 2690.8902 | 2714.334 | 2585.7273 | 3094.6621 | 4193.5124
| 2026-12-29 | 3 | 3 | 4 | 4 | 1 | 3 | 5 | 6 | 4 | 5 | 0 | 1 | 2026-12-29 | 3025.97 | 2971.7601 | 3168.6202 | 2575.9973 | 3342.0227 | 3183.1573 | 2438.6273 | 2512.6173 | 2686.453 | 2525.5673 | 3951.5034 | 4000.0679
| 2026-12-30 | 1 | 3 | 1 | 5 | 2 | 1 | 2 | 3 | 3 | 4 | 0 | 0 | 2026-12-30 | 2856.7801 | 3768.3524 | 2962.3272 | 2522.7601 | 2792.1473 | 2943.6573 | 2502.7601 | 2625.3773 | 2650.3101 | 2644.3673 | 3688.1786 | 3768.6908
| 2026-12-31 | 0 | 0 | 1 | 1 | 4 | 1 | 2 | 2 | 2 | 2 | 1 | 0 | 2026-12-31 | 3036.6973 | 3448.5633 | 2878.0174 | 2715.6573 | 2684.6173 | 2881.8372 | 2586.6973 | 2645.7873 | 2617.2573 | 2619.2174 | 3304.2487 | 3491.6221
| 2027-01-01 | 2 | 2 | 2 | 2 | 2 | 3 | 2 | 2 | 3 | 4 | 0 | 4 | 2027-01-01 | 2894.7411 | 3160.5686 | 2686.9316 | 2626.7257 | 2721.9357 | 3113.3556 | 2544.3457 | 2673.6857 | 2541.1815 | 2483.1558 | 3506.8043 | 2937.2774
| 2027-01-02 | 3 | 4 | 3 | 5 | 4 | 3 | 8 | 3 | 5 | 6 | 3 | 5 | 2027-01-02 | 3120.1016 | 2891.1083 | 3161.8492 | 2542.3015 | 2638.8215 | 3206.7992 | 2424.1092 | 2963.6269 | 2683.3993 | 2444.2015 | 3103.7725 | 2683.4393
| 2027-01-03 | 3 | 4 | 3 | 3 | 2 | 3 | 4 | 4 | 1 | 3 | 3 | 3 | 2027-01-03 | 3362.2315 | 2572.4215 | 3616.0715 | 2710.1092 | 3229.8893 | 3368.987 | 2636.4392 | 2792.3886 | 3140.1896 | 2810.5599 | 2887.5209 | 2962.7406
| 2027-01-04 | 3 | 3 | 1 | 1 | 3 | 3 | 2 | 3 | 0 | 0 | 0 | 2 | 2027-01-04 | 3492.4016 | 2732.9914 | 4408.6556 | 3480.1196 | 4459.1294 | 3249.8358 | 3148.7968 | 2861.9457 | 3402.2421 | 3097.8525 | 3203.1169 | 3173.2111
| 2027-01-05 | 0 | 1 | 1 | 1 | 0 | 1 | 0 | 0 | 4 | 0 | 0 | 0 | 2027-01-05 | 3869.1637 | 3149.7848 | 3999.7822 | 2953.1556 | 3428.1523 | 3235.3856 | 4099.376 | 3915.9641 | 2973.553 | 3048.1936 | 3467.7286 | 3791.9635
| 2027-01-06 | 3 | 0 | 1 | 1 | 0 | 0 | 1 | 0 | 0 | 1 | 0 | 0 | 2027-01-06 | 3226.854 | 3462.7915 | 2941.7557 | 2972.8358 | 3442.3418 | 3386.2357 | 4030.4022 | 3155.7727 | 3100.6393 | 2895.8058 | 3755.5456 | 3473.1557
| 2027-01-07 | 2 | 1 | 1 | 1 | 0 | 0 | 0 | 0 | 2 | 2 | 1 | 0 | 2027-01-07 | 2715.0615 | 3191.2893 | 2885.1656 | 3027.2157 | 3042.3258 | 4241.1356 | 2818.5237 | 3105.562 | 2772.9557 | 2740.5558 | 3905.4537 | 3792.8735
| 2027-01-08 | 2 | 3 | 1 | 0 | 1 | 4 | 3 | 3 | 2 | 1 | 0 | 0 | 2027-01-08 | 2652.3715 | 2656.6456 | 2888.6115 | 3332.1156 | 2885.6556 | 3560.7446 | 2580.8857 | 2587.5857 | 2739.7758 | 3006.5558 | 4437.561 | 3834.3652
| 2027-01-09 | 4 | 6 | 3 | 2 | 4 | 3 | 6 | 7 | 3 | 3 | 2 | 3 | 2027-01-09 | 2697.7715 | 2522.5115 | 3234.2491 | 4205.8136 | 2796.9991 | 3055.2591 | 2526.1892 | 2491.3615 | 2874.9739 | 3128.4076 | 3606.8796 | 2863.3995
| 2027-01-10 | 3 | 5 | 4 | 1 | 3 | 4 | 4 | 4 | 4 | 3 | 4 | 5 | 2027-01-10 | 3227.5215 | 2617.215 | 2928.1192 | 3733.4802 | 2842.7315 | 2756.3916 | 2731.7093 | 2684.7191 | 2648.5892 | 3079.1305 | 2910.1734 | 2560.8292
| 2027-01-11 | 0 | 1 | 0 | 1 | 0 | 1 | 0 | 0 | 1 | 1 | 0 | 1 | 2027-01-11 | 3916.0525 | 3063.5711 | 4268.1056 | 2990.8556 | 3256.3956 | 2950.5558 | 3218.379 | 3061.9759 | 2777.0458 | 3244.3412 | 3079.6343 | 2841.2457
| 2027-01-12 | 0 | 1 | 1 | 1 | 0 | 1 | 0 | 0 | 1 | 0 | 1 | 0 | 2027-01-12 | 3631.9333 | 3354.5403 | 3986.6424 | 2942.6056 | 3344.5009 | 2765.9457 | 3667.5739 | 3176.1722 | 2713.5758 | 3609.1605 | 2961.0622 | 3474.3232
| 2027-01-13 | 0 | 0 | 4 | 2 | 0 | 1 | 0 | 1 | 3 | 0 | 0 | 0 | 2027-01-13 | 3615.6988 | 3609.8654 | 2978.9056 | 2779.6115 | 3073.9056 | 2843.8358 | 3293.6859 | 2690.7858 | 2663.1156 | 3923.6802 | 3333.7526 | 3248.5293
| 2027-01-14 | 1 | 0 | 1 | 1 | 1 | 0 | 1 | 2 | 1 | 1 | 0 | 0 | 2027-01-14 | 3155.6451 | 3996.0303 | 2785.9056 | 2856.1356 | 3009.2557 | 3233.0558 | 2708.7157 | 2559.1357 | 2801.5858 | 3666.7955 | 3442.1578 | 2915.8682
| 2027-01-15 | 2 | 1 | 1 | 1 | 1 | 1 | 2 | 3 | 1 | 2 | 1 | 1 | 2027-01-15 | 2704.9316 | 3910.9135 | 2845.3258 | 2918.2057 | 2964.9416 | 3320.4539 | 2744.1656 | 2686.3756 | 2983.7357 | 3103.4557 | 3276.9986 | 2827.5432
| 2027-01-16 | 4 | 3 | 4 | 2 | 2 | 2 | 2 | 2 | 1 | 4 | 2 | 5 | 2027-01-16 | 2644.0615 | 3522.9406 | 2866.3592 | 3276.0125 | 3371.9265 | 3503.4195 | 3177.5349 | 3342.9238 | 3711.4979 | 2917.2915 | 3324.9082 | 2599.7492
| 2027-01-17 | 2 | 4 | 2 | 2 | 3 | 3 | 2 | 5 | 0 | 4 | 1 | 3 | 2027-01-17 | 3255.9214 | 3199.2214 | 3159.3367 | 3712.5492 | 3077.6693 | 2965.5291 | 3014.2033 | 3417.8964 | 4329.7883 | 2800.9214 | 3702.6147 | 2810.8608
| 2027-01-18 | 0 | 2 | 0 | 0 | 0 | 1 | 1 | 13 | 0 | 0 | 3 | 0 | 2027-01-18 | 3370.1857 | 2887.8015 | 3232.1334 | 4615.4132 | 3092.5458 | 2774.6957 | 2814.8058 | 2869.4721 | 3244.8139 | 2989.6156 | 3683.8352 | 3161.4965
| 2027-01-19 | 0 | 1 | 0 | 0 | 0 | 2 | 1 | 0 | 0 | 2 | 1 | 0 | 2027-01-19 | 3227.1824 | 2969.9714 | 3495.2965 | 4624.173 | 4037.3325 | 2590.6334 | 2891.1356 | 3191.9185 | 2929.0288 | 2706.9457 | 4029.0869 | 4307.1217
| 2027-01-20 | 0 | 0 | 0 | 0 | 3 | 1 | 2 | 2 | 2 | 3 | 0 | 0 | 2027-01-20 | 2896.389 | 3868.3916 | 3045.1857 | 4357.8278 | 3409.4665 | 2674.8015 | 2892.0458 | 2932.2758 | 2671.7958 | 2691.6256 | 3799.8208 | 4401.0203
| 2027-01-21 | 0 | 1 | 0 | 0 | 0 | 1 | 1 | 1 | 2 | 1 | 0 | 0 | 2027-01-21 | 2840.2414 | 3826.1677 | 3019.0258 | 4380.018 | 3046.8158 | 2777.5458 | 2725.6456 | 2908.3756 | 2688.2257 | 2922.6156 | 3955.6234 | 4260.1352
| 2027-01-22 | 1 | 0 | 1 | 1 | 1 | 1 | 2 | 1 | 2 | 1 | 0 | 0 | 2027-01-22 | 2929.2111 | 4011.8015 | 3024.0858 | 3625.2514 | 2938.0958 | 2853.3458 | 2732.0057 | 2981.0758 | 2665.2557 | 2987.6915 | 3730.1205 | 4385.3766
| 2027-01-23 | 5 | 2 | 5 | 3 | 4 | 3 | 3 | 2 | 7 | 4 | 4 | 0 | 2027-01-23 | 2758.1292 | 3666.1833 | 2853.4314 | 3766.4991 | 2746.9293 | 3081.2791 | 2771.3592 | 3184.6915 | 2550.7791 | 2983.8792 | 2867.9904 | 4106.5685
| 2027-01-24 | 3 | 4 | 3 | 5 | 3 | 3 | 5 | 3 | 3 | 4 | 4 | 0 | 2027-01-24 | 2724.2291 | 3008.8516 | 3207.9493 | 2936.4293 | 2958.7291 | 3376.8792 | 2576.6192 | 3244.3893 | 2915.209 | 3178.2171 | 2777.5692 | 3711.0388
| 2027-01-25 | 3 | 0 | 2 | 3 | 3 | 0 | 2 | 0 | 0 | 0 | 2 | 0 | 2027-01-25 | 2639.4357 | 3785.5174 | 3135.0858 | 2673.2357 | 3283.0635 | 3613.6656 | 2670.3856 | 3703.6949 | 3459.4088 | 3915.2785 | 2840.2357 | 3362.7064
| 2027-01-26 | 1 | 0 | 0 | 1 | 0 | 4 | 0 | 0 | 0 | 0 | 5 | 1 | 2027-01-26 | 2626.2858 | 4442.9441 | 3202.2457 | 3076.5057 | 4338.9462 | 3144.2257 | 2889.0458 | 3794.0655 | 3002.2078 | 3626.1879 | 2566.5057 | 3101.5735
| 2027-01-27 | 5 | 0 | 0 | 0 | 0 | 0 | 0 | 0 | 0 | 1 | 2 | 4 | 2027-01-27 | 2574.7758 | 4573.2514 | 3386.0558 | 3184.1012 | 4542.8358 | 3581.9457 | 3970.5067 | 3415.2652 | 3076.3338 | 3055.6656 | 2707.9237 | 2826.5627
| 2027-01-28 | 0 | 3 | 0 | 0 | 0 | 0 | 1 | 0 | 0 | 1 | 1 | 0 | 2027-01-28 | 3777.9156 | 3962.8072 | 3592.7032 | 3690.8696 | 4041.9857 | 3580.0772 | 3864.1757 | 3052.3883 | 3654.9739 | 2762.6156 | 3084.5658 | 3173.6366
| 2027-01-29 | 1 | 7 | 0 | 1 | 3 | 0 | 0 | 5 | 1 | 2 | 0 | 0 | 2027-01-29 | 4123.011 | 4223.1502 | 3576.9293 | 3080.5958 | 3783.0706 | 3933.8177 | 3760.3129 | 2759.0729 | 3889.3575 | 2672.5358 | 3515.7466 | 3479.1008
| 2027-01-30 | 3 | 1 | 2 | 4 | 4 | 4 | 1 | 4 | 4 | 5 | 1 | 0 | 2027-01-30 | 3555.8993 | 4071.9287 | 3555.6675 | 2768.6493 | 3170.5392 | 2781.8215 | 3889.9346 | 2676.9393 | 2686.2892 | 2650.0792 | 3491.8236 | 3879.9793
| 2027-01-31 | 2 | 2 | 2 | 2 | 0 | 3 | 4 | 4 | 3 | 2 | 0 | 0 | 2027-01-31 | 3362.6845 | 3214.8498 | 3583.1192 | 3053.5892 | 3238.2992 | 2610.0692 | 2921.8092 | 2752.2391 | 2745.8993 | 3237.8192 | 3888.6766 | 3684.4476
| 2027-02-01 | 1 | 1 | 0 | 0 | 0 | 1 | 2 | 0 | 0 | 0 | 0 | 0 | 2027-02-01 | 3134.2084 | 3203.6487 | 3301.1584 | 3500.4184 | 3378.5483 | 2705.4484 | 2798.732 | 2954.8988 | 3061.7721 | 4225.2307 | 4087.8218 | 3321.7896
| 2027-02-02 | 0 | 0 | 3 | 0 | 3 | 1 | 0 | 1 | 0 | 0 | 2 | 0 | 2027-02-02 | 3071.5082 | 4042.712 | 2993.9982 | 4045.73 | 3535.1117 | 2758.7582 | 2773.3283 | 2962.0383 | 3256.0596 | 4668.677 | 3835.1645 | 3076.7808
| 2027-02-03 | 0 | 3 | 0 | 0 | 0 | 1 | 0 | 0 | 1 | 0 | 0 | 0 | 2027-02-03 | 3297.5883 | 4045.734 | 2910.9982 | 3609.6063 | 3515.5583 | 2933.0282 | 2952.5082 | 3011.816 | 4000.932 | 4032.0733 | 3539.0867 | 3538.9785
| 2027-02-04 | 0 | 15 | 0 | 0 | 1 | 0 | 0 | 0 | 0 | 0 | 1 | 0 | 2027-02-04 | 3750.7084 | 3521.4816 | 2995.8583 | 3603.9584 | 3244.3556 | 3319.3884 | 3223.2723 | 3199.7282 | 4512.1737 | 3606.501 | 2838.6784 | 4362.8353
| 2027-02-05 | 1 | 2 | 0 | 0 | 0 | 0 | 0 | 1 | 0 | 1 | 2 | 0 | 2027-02-05 | 3623.0683 | 2928.7668 | 3123.4682 | 3013.0082 | 3150.4782 | 3429.5883 | 3153.5587 | 3377.8557 | 4325.2582 | 3210.6866 | 2730.5082 | 4281.0729
| 2027-02-06 | 4 | 4 | 1 | 4 | 3 | 3 | 5 | 3 | 1 | 3 | 7 | 0 | 2027-02-06 | 2568.9489 | 2642.3089 | 3512.2582 | 2724.619 | 3225.2588 | 3202.7689 | 2692.129 | 3020.1988 | 3575.1926 | 2853.1186 | 2572.3036 | 4022.9376
| 2027-02-07 | 3 | 3 | 1 | 2 | 1 | 1 | 3 | 3 | 0 | 4 | 3 | 7 | 2027-02-07 | 2837.7288 | 2779.5088 | 3746.8389 | 2937.889 | 3878.688 | 3809.0433 | 2885.429 | 2865.5889 | 3383.7362 | 2719.7789 | 2640.5738 | 2452.9482
| 2027-02-08 | 0 | 0 | 4 | 0 | 0 | 0 | 0 | 0 | 1 | 0 | 2 | 1 | 2027-02-08 | 3378.5082 | 3042.5983 | 4343.4873 | 3013.8083 | 3811.5692 | 4605.369 | 3333.641 | 3206.3164 | 2865.8583 | 3203.7883 | 2659.5883 | 2670.0351
| 2027-02-09 | 0 | 0 | 2 | 0 | 0 | 0 | 1 | 0 | 1 | 0 | 1 | 1 | 2027-02-09 | 3705.3383 | 3558.8683 | 4635.4454 | 3471.7782 | 3800.4416 | 4381.4131 | 2819.0883 | 2883.73 | 2850.3683 | 3700.6384 | 2706.7682 | 2773.9682
| 2027-02-10 | 0 | 0 | 0 | 0 | 0 | 0 | 1 | 0 | 2 | 0 | 1 | 1 | 2027-02-10 | 3675.5983 | 3883.6884 | 4475.9882 | 3772.6427 | 3916.7609 | 4307.9517 | 2705.2282 | 2836.1884 | 2909.4311 | 3510.3976 | 2664.5583 | 2943.9782
| 2027-02-11 | 0 | 1 | 2 | 0 | 0 | 1 | 0 | 0 | 0 | 0 | 2 | 0 | 2027-02-11 | 3868.9184 | 4096.4284 | 3329.0383 | 3731.6584 | 3434.0883 | 3891.7925 | 2776.8405 | 3067.4894 | 3075.5478 | 3792.3183 | 2704.8583 | 3730.2618
| 2027-02-12 | 0 | 0 | 0 | 0 | 2 | 0 | 5 | 1 | 1 | 0 | 2 | 2 | 2027-02-12 | 3280.9084 | 3867.0897 | 3584.5583 | 3331.7282 | 2959.5583 | 3136.2382 | 2643.3853 | 2783.9484 | 3000.7682 | 4146.8155 | 2707.2693 | 3389.5817
| 2027-02-13 | 2 | 3 | 1 | 2 | 6 | 3 | 4 | 3 | 3 | 3 | 3 | 4 | 2027-02-13 | 3081.419 | 3000.7188 | 3328.8559 | 3049.8189 | 2607.2089 | 2923.4988 | 2544.4689 | 2796.8189 | 2907.6419 | 2829.056 | 3152.9446 | 2759.2488
| 2027-02-14 | 3 | 3 | 3 | 3 | 3 | 2 | 3 | 2 | 3 | 4 | 2 | 1 | 2027-02-14 | 3241.8448 | 3043.9988 | 2754.9988 | 2772.5589 | 2864.939 | 3078.2188 | 2778.0989 | 2973.179 | 2943.7229 | 2789.3776 | 3258.345 | 3370.0192
| 2027-02-15 | 0 | 0 | 0 | 0 | 0 | 0 | 0 | 0 | 0 | 0 | 0 | 0 | 2027-02-15 | 3797.2344 | 3276.5483 | 3104.5383 | 3228.4882 | 3418.2382 | 3485.9737 | 3746.0659 | 3092.2323 | 3103.7413 | 3210.1745 | 3867.7713 | 4329.8229
| 2027-02-16 | 0 | 1 | 0 | 0 | 4 | 0 | 0 | 1 | 0 | 0 | 0 | 1 | 2027-02-16 | 4151.9682 | 3307.7084 | 3489.0883 | 3519.7711 | 3489.2883 | 4250.7093 | 3531.3098 | 2910.2282 | 3277.9771 | 3557.1162 | 3461.3351 | 4355.8443
| 2027-02-17 | 2 | 2 | 0 | 0 | 1 | 0 | 0 | 0 | 0 | 0 | 2 | 0 | 2027-02-17 | 4502.47 | 3279.9284 | 4594.602 | 3919.4552 | 3747.7084 | 3480.2238 | 3332.1484 | 3103.8343 | 3108.8926 | 3931.3056 | 2985.1204 | 4429.133
| 2027-02-18 | 0 | 0 | 1 | 0 | 0 | 1 | 0 | 0 | 0 | 0 | 1 | 0 | 2027-02-18 | 4067.1584 | 3336.3483 | 4528.5426 | 4175.9364 | 3497.0983 | 3302.4584 | 3204.2482 | 4034.3683 | 2896.5883 | 4125.0038 | 2757.1752 | 4286.8577
| 2027-02-19 | 1 | 1 | 4 | 1 | 0 | 0 | 0 | 6 | 0 | 5 | 2 | 1 | 2027-02-19 | 3581.0683 | 3022.0883 | 2935.4772 | 3614.1002 | 3042.5783 | 3118.5783 | 3229.6911 | 3129.352 | 2890.2263 | 3416.9882 | 2709.8783 | 4196.6425
| 2027-02-20 | 2 | 3 | 4 | 1 | 5 | 3 | 2 | 4 | 4 | 4 | 4 | 1 | 2027-02-20 | 3551.179 | 3001.2188 | 2684.389 | 3512.16 | 2671.0689 | 3086.0369 | 3456.1636 | 2888.9588 | 2852.8295 | 3145.6596 | 2768.8595 | 3699.8554
| 2027-02-21 | 3 | 2 | 3 | 1 | 2 | 2 | 0 | 3 | 2 | 1 | 0 | 0 | 2027-02-21 | 3101.879 | 3392.2789 | 2805.0989 | 3539.3003 | 2982.3489 | 2848.6534 | 4091.7798 | 2906.5723 | 2937.4096 | 3586.6696 | 3421.5951 | 3910.7335
| 2027-02-22 | 0 | 0 | 0 | 0 | 0 | 0 | 0 | 0 | 0 | 0 | 0 | 0 | 2027-02-22 | 4250.1599 | 4185.4584 | 3678.7741 | 3581.2101 | 3559.7782 | 2835.591 | 2934.7463 | 2977.7149 | 4077.4098 | 3579.6311 | 4057.5568 | 3713.176
| 2027-02-23 | 0 | 0 | 0 | 0 | 1 | 1 | 1 | 0 | 1 | 3 | 1 | 0 | 2027-02-23 | 4120.9782 | 4050.3183 | 4129.2682 | 3200.8953 | 4161.1023 | 2796.521 | 2752.6183 | 3010.0264 | 3865.5865 | 3602.7321 | 4078.3977 | 3628.9191
| 2027-02-24 | 0 | 0 | 0 | 0 | 1 | 0 | 1 | 0 | 1 | 4 | 0 | 0 | 2027-02-24 | 4071.9084 | 4125.0835 | 3973.1222 | 3013.2084 | 4131.6035 | 2792.8063 | 2760.8762 | 2936.9484 | 4020.1256 | 3168.6162 | 3551.4992 | 3704.18
| 2027-02-25 | 1 | 1 | 0 | 0 | 1 | 0 | 0 | 0 | 0 | 6 | 0 | 0 | 2027-02-25 | 4479.329 | 3408.6887 | 3747.0802 | 3372.4668 | 3853.1637 | 2895.6384 | 3062.3364 | 3077.8464 | 3124.3364 | 2936.6462 | 3315.4908 | 3652.0454
| 2027-02-26 | 1 | 0 | 0 | 1 | 0 | 0 | 0 | 0 | 1 | 0 | 0 | 0 | 2027-02-26 | 4493.0565 | 2935.9584 | 3498.026 | 3592.982 | 2990.9084 | 3390.5672 | 3868.5884 | 2940.4062 | 2747.4663 | 3170.3064 | 3088.7004 | 3459.1463
| 2027-02-27 | 2 | 4 | 3 | 1 | 3 | 2 | 0 | 4 | 4 | 3 | 4 | 1 | 2027-02-27 | 3997.4811 | 2684.6 | 2951.899 | 3585.7888 | 2900.4331 | 3523.9014 | 3796.9376 | 2882.149 | 2643.0194 | 2899.5094 | 2858.5295 | 3430.6302
| 2027-02-28 | 2 | 3 | 2 | 1 | 4 | 2 | 2 | 1 | 2 | 4 | 3 | 0 | 2027-02-28 | 3932.5689 | 2731.869 | 3082.3489 | 3369.8723 | 2876.1287 | 2977.4167 | 2999.4994 | 3195.0495 | 3032.8195 | 2700.6195 | 2957.2995 | 3672.9307
| 2027-03-01 | 2 | 0 | 2 | 1 | 3 | 0 | 0 | 0 | 0 | 3 | 0 | 0 | 2027-03-01 | 4309.8369 | 3046.2471 | 2904.4472 | 3061.8886 | 2888.0862 | 2992.2588 | 3099.8214 | 2678.3715 | 4193.9115 | 2780.2516 | 2657.9066 | 3469.0271
| 2027-03-02 | 0 | 0 | 0 | 0 | 0 | 0 | 0 | 1 | 1 | 0 | 1 | 0 | 2027-03-02 | 4144.7733 | 3072.9569 | 3041.1704 | 3268.8879 | 3250.0332 | 2866.6808 | 3382.5116 | 2581.7615 | 3101.3284 | 3205.9564 | 3128.485 | 2837.6115
| 2027-03-03 | 0 | 0 | 0 | 0 | 0 | 0 | 0 | 0 | 2 | 1 | 1 | 1 | 2027-03-03 | 3712.8442 | 3094.4395 | 3147.3069 | 3238.6586 | 3390.4107 | 3095.1656 | 4499.8915 | 2689.5216 | 2997.4015 | 3152.8515 | 3005.0799 | 2661.2914
| 2027-03-04 | 0 | 0 | 0 | 0 | 0 | 0 | 0 | 0 | 0 | 0 | 0 | 0 | 2027-03-04 | 3805.0695 | 3050.887 | 3319.675 | 3727.749 | 3454.8584 | 2926.0324 | 3527.1115 | 2881.8114 | 2874.5614 | 3088.5814 | 3017.8815 | 2706.5714
| 2027-03-05 | 1 | 0 | 0 | 2 | 0 | 1 | 1 | 1 | 4 | 0 | 1 | 0 | 2027-03-05 | 3690.4352 | 2973.2435 | 3269.4716 | 3806.6888 | 3243.2934 | 2821.5933 | 4093.4968 | 2623.2715 | 2857.0714 | 2884.5614 | 2931.1915 | 2809.0414
| 2027-03-06 | 3 | 2 | 2 | 3 | 2 | 3 | 1 | 4 | 4 | 3 | 3 | 2 | 2027-03-06 | 2829.4946 | 2881.3925 | 3373.6327 | 2812.0826 | 3093.1725 | 2746.6881 | 3851.6186 | 2547.9326 | 2647.4526 | 2721.5926 | 2896.0426 | 2862.5626
| 2027-03-07 | 4 | 2 | 2 | 3 | 2 | 3 | 2 | 2 | 2 | 1 | 2 | 1 | 2027-03-07 | 2671.0169 | 3110.2943 | 3159.4027 | 2762.5926 | 3094.1594 | 2910.8415 | 3491.2026 | 2771.2225 | 2804.9625 | 3035.1925 | 3160.1327 | 3085.2221
| 2027-03-08 | 2 | 0 | 0 | 0 | 0 | 0 | 0 | 1 | 0 | 0 | 1 | 0 | 2027-03-08 | 2788.1955 | 3536.8892 | 2988.6415 | 2933.9616 | 3283.8114 | 3212.9916 | 3531.7596 | 3581.133 | 2980.2994 | 3479.4209 | 3415.9611 | 3514.4959
| 2027-03-09 | 0 | 1 | 0 | 0 | 0 | 0 | 1 | 0 | 1 | 0 | 1 | 0 | 2027-03-09 | 3123.7818 | 4003.0175 | 2942.9015 | 3336.2814 | 3145.2216 | 3483.2095 | 3831.5704 | 3973.6115 | 2983.6991 | 3391.765 | 3984.0038 | 3455.3365
| 2027-03-10 | 0 | 0 | 0 | 2 | 0 | 3 | 0 | 0 | 0 | 1 | 1 | 2 | 2027-03-10 | 3262.4315 | 3229.7716 | 2946.4415 | 3915.8396 | 3550.1515 | 3619.9297 | 3800.8906 | 3154.1015 | 2978.4816 | 3270.4187 | 3377.7996 | 3533.8135
| 2027-03-11 | 0 | 0 | 0 | 0 | 0 | 0 | 0 | 0 | 0 | 0 | 1 | 1 | 2027-03-11 | 3242.5314 | 3479.7616 | 2970.4115 | 3172.0116 | 3955.9495 | 3182.6215 | 3478.0814 | 3099.9346 | 3079.2616 | 3004.651 | 3111.4595 | 3872.2855
| 2027-03-12 | 0 | 0 | 1 | 0 | 13 | 0 | 0 | 0 | 0 | 2 | 1 | 6 | 2027-03-12 | 2873.1715 | 3828.5696 | 2981.1415 | 2746.8515 | 3312.5396 | 3105.4516 | 3157.4716 | 2896.5216 | 3008.8532 | 3114.4595 | 2711.8214 | 3637.8671
| 2027-03-13 | 3 | 0 | 3 | 3 | 3 | 2 | 2 | 2 | 3 | 2 | 4 | 2 | 2027-03-13 | 2578.8926 | 3581.363 | 2933.8026 | 2633.9226 | 3092.3029 | 3105.4625 | 2913.3827 | 2850.7626 | 2859.2025 | 2784.681 | 2538.7226 | 2874.5368
| 2027-03-14 | 2 | 0 | 2 | 2 | 2 | 0 | 3 | 2 | 1 | 3 | 3 | 1 | 2027-03-14 | 2787.6727 | 3807.4127 | 3124.2425 | 2696.8026 | 2975.1026 | 4089.8526 | 2757.2565 | 3260.1127 | 3144.342 | 2662.5626 | 2659.4027 | 2965.0526
| 2027-03-15 | 0 | 1 | 1 | 0 | 0 | 1 | 0 | 0 | 2 | 1 | 0 | 0 | 2027-03-15 | 3624.1215 | 3928.4395 | 3420.7695 | 2947.0116 | 3130.1915 | 4683.9495 | 2898.7216 | 4208.6746 | 3777.5046 | 2861.2996 | 2933.086 | 3059.3828
| 2027-03-16 | 1 | 0 | 1 | 0 | 0 | 0 | 0 | 0 | 1 | 1 | 1 | 0 | 2027-03-16 | 3821.2416 | 3323.2716 | 3298.3894 | 3082.9616 | 3136.1115 | 3400.0016 | 2860.4987 | 4685.485 | 3731.9395 | 2652.1694 | 3388.4108 | 2979.084
| 2027-03-17 | 1 | 0 | 1 | 0 | 0 | 1 | 0 | 1 | 1 | 0 | 0 | 1 | 2027-03-17 | 3672.5614 | 3162.1115 | 3012.2295 | 3216.9795 | 2931.1594 | 2979.7116 | 2814.7116 | 3498.4895 | 3624.7695 | 2633.6295 | 3363.0496 | 2929.9026
| 2027-03-18 | 0 | 0 | 0 | 0 | 0 | 0 | 0 | 0 | 0 | 0 | 0 | 1 | 2027-03-18 | 3527.8496 | 3152.4516 | 2943.8096 | 3243.9295 | 2936.1815 | 3002.0414 | 2877.6915 | 3059.4616 | 3653.3401 | 2700.4595 | 3553.5433 | 3144.5095
| 2027-03-19 | 1 | 0 | 0 | 0 | 0 | 1 | 0 | 1 | 0 | 0 | 2 | 1 | 2027-03-19 | 3331.9616 | 3017.6115 | 2803.5216 | 2990.1995 | 3010.3815 | 3049.0296 | 2786.4194 | 2855.7616 | 3092.1394 | 2855.4295 | 3643.1277 | 2992.4595
| 2027-03-20 | 2 | 1 | 3 | 1 | 3 | 3 | 4 | 4 | 3 | 1 | 0 | 2 | 2027-03-20 | 2825.9925 | 3069.0025 | 2650.0429 | 3070.3229 | 2768.3627 | 2810.7025 | 2603.6729 | 2659.9925 | 2686.0829 | 2957.123 | 3578.3095 | 2842.913
| 2027-03-21 | 2 | 1 | 2 | 1 | 2 | 2 | 2 | 2 | 1 | 0 | 0 | 3 | 2027-03-21 | 2818.4127 | 3186.8627 | 2746.4327 | 3400.603 | 2755.7626 | 3133.7626 | 2650.4426 | 2717.1427 | 2795.9328 | 3144.0329 | 3640.6473 | 2728.873
| 2027-03-22 | 0 | 0 | 1 | 1 | 0 | 1 | 0 | 0 | 0 | 1 | 0 | 0 | 2027-03-22 | 3303.3014 | 3228.0614 | 3064.5095 | 3447.3694 | 2905.4295 | 3272.2595 | 2861.2996 | 3137.8794 | 2897.6094 | 3387.603 | 3053.8594 | 2940.7896
| 2027-03-23 | 1 | 0 | 0 | 5 | 0 | 1 | 1 | 1 | 0 | 1 | 0 | 0 | 2027-03-23 | 3479.0116 | 3043.9616 | 2934.9595 | 3051.9004 | 2885.9595 | 3068.1895 | 2900.3496 | 3458.9495 | 3147.8396 | 3630.6308 | 2836.0996 | 2856.9194
| 2027-03-24 | 1 | 0 | 0 | 2 | 0 | 0 | 0 | 1 | 0 | 1 | 0 | 0 | 2027-03-24 | 3465.7695 | 2866.8715 | 2890.0116 | 3167.7796 | 3003.3794 | 3011.4395 | 2868.4194 | 4285.8086 | 3077.6194 | 3524.9613 | 2822.5796 | 2903.4495
| 2027-03-25 | 1 | 0 | 0 | 0 | 2 | 1 | 0 | 0 | 0 | 2 | 0 | 0 | 2027-03-25 | 3780.8894 | 3000.7695 | 2892.5396 | 3152.3096 | 3079.8794 | 3045.3694 | 2891.7095 | 3206.8894 | 2935.5396 | 3797.2867 | 2817.8794 | 2941.7796
| 2027-03-26 | 1 | 1 | 3 | 1 | 0 | 1 | 0 | 1 | 0 | 1 | 1 | 3 | 2027-03-26 | 3566.4495 | 2876.6795 | 2493.4895 | 3092.7695 | 2837.1294 | 2991.9395 | 2716.6594 | 3026.9194 | 2830.8296 | 3151.0496 | 2771.6694 | 3462.0465
| 2027-03-27 | 0 | 3 | 3 | 1 | 3 | 2 | 3 | 3 | 2 | 1 | 3 | 4 | 2027-03-27 | 3328.3229 | 2800.0429 | 2497.9029 | 2652.3729 | 2691.1728 | 2761.163 | 2655.8026 | 2735.9728 | 2742.9228 | 2713.6828 | 2641.8829 | 2960.4528
| 2027-03-28 | 1 | 1 | 2 | 1 | 0 | 4 | 2 | 3 | 0 | 1 | 0 | 2 | 2027-03-28 | 3222.0229 | 2863.9525 | 2611.4226 | 2689.2629 | 2868.7929 | 2573.4229 | 2661.2328 | 2759.7829 | 3249.2228 | 2654.1629 | 2865.343 | 2702.7028
| 2027-03-29 | 1 | 0 | 2 | 0 | 3 | 0 | 0 | 1 | 2 | 0 | 1 | 1 | 2027-03-29 | 3419.1194 | 3065.6194 | 2846.4895 | 2870.9295 | 3070.1694 | 2723.7695 | 2863.1294 | 3059.4695 | 3123.5296 | 2803.1895 | 3589.6172 | 2881.8496
| 2027-03-30 | 1 | 0 | 1 | 0 | 0 | 0 | 0 | 0 | 0 | 0 | 1 | 2 | 2027-03-30 | 3494.8296 | 3077.5996 | 3200.4395 | 2841.8894 | 2992.4595 | 2984.2796 | 2862.5696 | 2854.0296 | 3085.4895 | 2773.5796 | 3345.1582 | 3042.4185
| 2027-03-31 | 1 | 1 | 1 | 0 | 0 | 0 | 0 | 0 | 1 | 0 | 3 | 2 | 2027-03-31 | 3430.9194 | 3193.0095 | 3438.5696 | 2888.6694 | 2988.3894 | 3056.3496 | 2856.2095 | 2865.3694 | 3105.0696 | 2777.7395 | 2963.6094 | 2968.7595
| 2027-04-01 | 1 | 0 | 1 | 0 | 0 | 0 | 0 | 0 | 0 | 0 | 1 | 1 | 2027-04-01 | 3318.9316 | 3164.2617 | 3471.2117 | 2934.1516 | 2920.0117 | 2935.5916 | 2919.7715 | 2854.2815 | 2799.9917 | 2740.1716 | 3411.1616 | 3318.6016
| 2027-04-02 | 1 | 0 | 1 | 1 | 2 | 0 | 0 | 3 | 0 | 0 | 0 | 2 | 2027-04-02 | 3187.3516 | 2868.1016 | 3016.6016 | 2876.2915 | 2756.6016 | 2770.1516 | 2853.7217 | 2727.4316 | 2705.0017 | 2715.4216 | 3181.4095 | 3259.2815
| 2027-04-03 | 1 | 2 | 1 | 2 | 2 | 2 | 1 | 4 | 4 | 2 | 4 | 1 | 2027-04-03 | 2782.7106 | 2716.8407 | 2846.3805 | 2682.1205 | 2792.9205 | 2718.2907 | 2708.6705 | 2644.7606 | 2573.6806 | 2642.2106 | 2937.9876 | 3238.9906
| 2027-04-04 | 0 | 1 | 0 | 2 | 2 | 0 | 0 | 3 | 2 | 0 | 2 | 1 | 2027-04-04 | 3013.5607 | 2829.9806 | 3029.8307 | 2670.8507 | 2759.5907 | 2955.3307 | 2876.5106 | 2614.4606 | 2680.4205 | 2710.3107 | 2934.5907 | 3141.4278
| 2027-04-05 | 1 | 1 | 1 | 0 | 0 | 0 | 0 | 1 | 0 | 1 | 2 | 1 | 2027-04-05 | 3396.8916 | 3127.9517 | 3572.7017 | 2901.5215 | 2801.2417 | 3000.8716 | 3027.3215 | 2916.2217 | 3002.4617 | 3006.3916 | 2929.6816 | 2920.9717
| 2027-04-06 | 1 | 1 | 1 | 0 | 2 | 0 | 0 | 1 | 1 | 1 | 2 | 0 | 2027-04-06 | 3438.9417 | 3108.7217 | 3396.0017 | 2825.6016 | 2968.3914 | 2868.3015 | 3015.5215 | 3391.1416 | 3193.6716 | 3156.4417 | 3040.2915 | 2770.8015
| 2027-04-07 | 1 | 0 | 2 | 1 | 1 | 0 | 0 | 0 | 0 | 1 | 8 | 1 | 2027-04-07 | 3235.2117 | 3076.3616 | 3547.3716 | 2855.4917 | 3038.3816 | 2895.6216 | 3023.5715 | 3020.0215 | 3037.5961 | 3159.7915 | 2945.3816 | 2822.2017
| 2027-04-08 | 0 | 1 | 6 | 1 | 3 | 0 | 0 | 0 | 0 | 0 | 0 | 1 | 2027-04-08 | 2947.2815 | 2895.8816 | 3361.9392 | 3120.7317 | 3094.8516 | 2897.0215 | 2944.5715 | 3029.4517 | 2994.3516 | 3180.2317 | 2905.4617 | 3047.9116
| 2027-04-09 | 0 | 1 | 8 | 1 | 1 | 1 | 0 | 1 | 0 | 1 | 2 | 2 | 2027-04-09 | 2780.5715 | 2517.1416 | 3090.5179 | 3256.4917 | 2959.6516 | 2828.4116 | 2809.2017 | 3042.2715 | 2880.7715 | 3443.6591 | 2849.4517 | 2878.6456
| 2027-04-10 | 3 | 2 | 1 | 0 | 2 | 1 | 2 | 2 | 3 | 1 | 4 | 3 | 2027-04-10 | 2612.9506 | 2724.3805 | 2904.1906 | 2983.1305 | 2758.3605 | 2715.5206 | 2676.0407 | 2780.9005 | 2755.6475 | 3304.4276 | 2757.4706 | 2640.3706
| 2027-04-11 | 2 | 2 | 0 | 0 | 1 | 2 | 1 | 2 | 2 | 2 | 1 | 2 | 2027-04-11 | 2749.2406 | 2704.0407 | 3058.5006 | 3033.5707 | 2797.1705 | 2772.1105 | 2746.7506 | 2777.3007 | 2753.9075 | 2795.4105 | 2678.1776 | 2657.5106
| 2027-04-12 | 1 | 0 | 4 | 1 | 0 | 2 | 0 | 0 | 1 | 1 | 1 | 0 | 2027-04-12 | 3015.9316 | 2860.1816 | 3211.5383 | 3102.1716 | 2952.5117 | 2953.3325 | 2965.8516 | 2930.2417 | 2939.9739 | 2770.0415 | 2768.294 | 2854.6516
| 2027-04-13 | 1 | 2 | 2 | 1 | 1 | 1 | 0 | 0 | 1 | 1 | 0 | 0 | 2027-04-13 | 2949.1216 | 3240.6716 | 3194.8616 | 2868.9617 | 2861.3816 | 2964.0253 | 2939.3816 | 2842.1716 | 2980.794 | 2811.314 | 2731.6716 | 2789.7317
| 2027-04-14 | 0 | 2 | 0 | 0 | 0 | 0 | 0 | 0 | 0 | 0 | 0 | 0 | 2027-04-14 | 2981.6716 | 3144.5916 | 3094.8015 | 2916.6917 | 2821.7815 | 2985.1917 | 2888.9316 | 2917.3716 | 2860.6138 | 2660.334 | 2700.2517 | 2789.4517
| 2027-04-15 | 0 | 0 | 2 | 0 | 0 | 0 | 0 | 0 | 1 | 1 | 0 | 0 | 2027-04-15 | 3003.5515 | 3131.4817 | 3110.435 | 2903.2117 | 2852.2815 | 2971.8916 | 2853.8315 | 2969.7815 | 2853.7017 | 2794.4238 | 2747.4617 | 2800.544
| 2027-04-16 | 1 | 0 | 1 | 2 | 0 | 1 | 1 | 0 | 2 | 1 | 1 | 2 | 2027-04-16 | 2974.8916 | 2970.2517 | 2951.7325 | 2653.5215 | 2752.0715 | 2896.5415 | 2647.1616 | 2845.8616 | 2865.044 | 2780.8938 | 2711.6638 | 2630.9339
| 2027-04-17 | 0 | 1 | 2 | 4 | 2 | 1 | 1 | 3 | 2 | 0 | 3 | 3 | 2027-04-17 | 2990.3507 | 2751.5907 | 2647.5806 | 2566.5206 | 2600.0806 | 2806.0507 | 2713.0006 | 2704.8407 | 2889.4706 | 2684.6375 | 2607.9476 | 2613.9776
| 2027-04-18 | 1 | 2 | 1 | 4 | 0 | 1 | 3 | 2 | 3 | 1 | 2 | 3 | 2027-04-18 | 2825.4906 | 2768.5607 | 2763.5407 | 2494.6306 | 2676.0507 | 2805.3227 | 2632.9306 | 2773.5106 | 2721.0407 | 2615.8876 | 2683.7977 | 2534.2706
| 2027-04-19 | 1 | 1 | 0 | 2 | 0 | 0 | 1 | 1 | 2 | 0 | 0 | 2 | 2027-04-19 | 3008.2293 | 3022.3816 | 2975.5783 | 2712.7117 | 3018.8716 | 3016.4551 | 2726.3838 | 3007.9539 | 2808.6917 | 2810.2639 | 2852.604 | 2641.7239
| 2027-04-20 | 0 | 1 | 0 | 0 | 0 | 0 | 0 | 0 | 0 | 1 | 0 | 1 | 2027-04-20 | 2940.1616 | 2871.8916 | 2915.9517 | 2914.4901 | 3048.4517 | 2861.0715 | 2987.9439 | 2943.7715 | 2959.284 | 2786.824 | 2865.1939 | 2766.9639
| 2027-04-21 | 1 | 1 | 1 | 1 | 0 | 0 | 0 | 0 | 1 | 1 | 1 | 1 | 2027-04-21 | 2872.5117 | 2872.8555 | 2962.5626 | 2961.8704 | 3026.6216 | 2866.8616 | 2905.1216 | 2937.9439 | 2908.534 | 2815.4238 | 2878.4639 | 2862.7239
| 2027-04-22 | 0 | 0 | 2 | 1 | 0 | 0 | 0 | 0 | 2 | 1 | 2 | 1 | 2027-04-22 | 2970.1316 | 2875.7117 | 2695.5117 | 3038.3732 | 3010.5415 | 2823.3928 | 2962.1438 | 2963.9316 | 2758.4739 | 2797.794 | 2907.284 | 2835.3215
| 2027-04-23 | 2 | 1 | 1 | 2 | 1 | 1 | 1 | 0 | 1 | 1 | 1 | 1 | 2027-04-23 | 2689.5715 | 2890.2815 | 2850.0353 | 2815.5532 | 2942.3209 | 2760.8123 | 2906.4138 | 2800.9238 | 2877.4439 | 2790.074 | 2863.2339 | 2685.2139
| 2027-04-24 | 2 | 2 | 0 | 0 | 2 | 1 | 1 | 3 | 3 | 2 | 0 | 4 | 2027-04-24 | 2754.6906 | 2780.8387 | 2728.3626 | 2862.5277 | 2716.3507 | 2713.4985 | 2789.6475 | 2657.6275 | 2697.4276 | 2478.1675 | 2800.8775 | 2540.7376
| 2027-04-25 | 3 | 2 | 1 | 0 | 2 | 1 | 0 | 2 | 0 | 3 | 0 | 2 | 2027-04-25 | 2572.8788 | 2796.9806 | 2738.2716 | 2857.8539 | 2719.5307 | 2734.1141 | 2807.5377 | 2723.6475 | 2819.9676 | 2659.0076 | 2782.7376 | 2623.7877
| 2027-04-26 | 2 | 0 | 1 | 0 | 0 | 1 | 1 | 0 | 1 | 1 | 0 | 0 | 2027-04-26 | 2596.6016 | 3087.8989 | 3002.9939 | 3071.8667 | 2801.965 | 2726.1446 | 2905.9038 | 2860.804 | 3019.9939 | 2757.054 | 2820.9739 | 2785.8638
| 2027-04-27 | 1 | 0 | 1 | 0 | 1 | 0 | 0 | 0 | 0 | 0 | 1 | 2 | 2027-04-27 | 2761.4874 | 3021.0872 | 3056.0239 | 3133.0371 | 2985.2439 | 2920.5984 | 2736.4339 | 2847.7439 | 3074.4439 | 2907.054 | 2989.4439 | 2843.9138
| 2027-04-28 | 1 | 0 | 1 | 0 | 1 | 0 | 1 | 2 | 0 | 0 | 1 | 1 | 2027-04-28 | 2976.3737 | 2840.217 | 3074.1538 | 3040.6238 | 3004.858 | 2865.2517 | 2913.4138 | 2682.9339 | 3249.9439 | 2923.7739 | 3011.2439 | 2892.7339
| 2027-04-29 | 0 | 1 | 1 | 0 | 2 | 1 | 0 | 1 | 0 | 0 | 3 | 1 | 2027-04-29 | 2932.9609 | 3194.5314 | 3064.6939 | 3093.354 | 3034.324 | 2903.814 | 2968.604 | 2969.3938 | 3250.8916 | 2913.554 | 2998.7175 | 2903.824
| 2027-04-30 | 1 | 6 | 1 | 0 | 1 | 1 | 1 | 1 | 1 | 1 | 1 | 1 | 2027-04-30 | 2773.3416 | 3100.8848 | 2817.334 | 2984.4439 | 2817.1839 | 2856.3838 | 2865.0139 | 2819.1939 | 2976.854 | 2844.804 | 2784.4439 | 2844.334
| 2027-05-01 | 0 | 0 | 1 | 0 | 0 | 1 | 1 | 2 | 2 | 3 | 3 | 2 | 2027-05-01 | 2660.6044 | 2899.0243 | 2639.2799 | 2814.4743 | 2808.3644 | 2717.3744 | 2734.8344 | 2738.9245 | 2814.6745 | 2703.3144 | 2700.0544 | 2687.9843
| 2027-05-02 | 2 | 0 | 0 | 0 | 0 | 0 | 0 | 0 | 0 | 0 | 2 | 0 | 2027-05-02 | 2702.1645 | 2894.2143 | 2696.5043 | 2937.4643 | 2882.0243 | 2712.8544 | 2837.9345 | 2809.9743 | 2914.8845 | 2813.4445 | 2775.9743 | 2677.2743
| 2027-05-03 | 0 | 1 | 1 | 1 | 0 | 0 | 1 | 1 | 1 | 1 | 1 | 1 | 2027-05-03 | 3074.5906 | 3133.2405 | 2910.5706 | 3138.4805 | 3183.3006 | 2916.6107 | 2991.9605 | 2978.1507 | 3109.7506 | 2992.9207 | 2972.9905 | 2794.5106
| 2027-05-04 | 1 | 0 | 2 | 1 | 0 | 0 | 1 | 1 | 0 | 1 | 3 | 1 | 2027-05-04 | 2999.9905 | 3091.2405 | 2831.8607 | 3174.9705 | 3157.4808 | 2945.6307 | 2864.6407 | 2900.7105 | 3144.0606 | 2946.5506 | 3033.1933 | 2834.0406
| 2027-05-05 | 1 | 1 | 1 | 3 | 0 | 1 | 1 | 0 | 1 | 1 | 1 | 1 | 2027-05-05 | 2923.7005 | 3147.8807 | 2825.8006 | 3163.9505 | 3138.4708 | 2937.3006 | 2857.4605 | 2971.2906 | 3132.2105 | 3126.4007 | 2998.3006 | 2970.4107
| 2027-05-06 | 1 | 4 | 1 | 0 | 0 | 1 | 1 | 0 | 0 | 0 | 1 | 0 | 2027-05-06 | 2958.1707 | 3150.3807 | 2862.3607 | 3239.8006 | 3117.661 | 3103.3507 | 2898.8306 | 2988.3807 | 3157.4805 | 3123.4805 | 3013.3807 | 2952.6507
| 2027-05-07 | 1 | 1 | 1 | 1 | 0 | 1 | 1 | 1 | 1 | 0 | 1 | 1 | 2027-05-07 | 2812.0506 | 3062.5766 | 2839.131 | 3085.5706 | 3036.7205 | 2960.1407 | 2819.5406 | 2978.8607 | 3047.4007 | 2955.3707 | 2901.7405 | 2877.9305
| 2027-05-08 | 2 | 2 | 2 | 0 | 0 | 1 | 1 | 0 | 2 | 2 | 3 | 3 | 2027-05-08 | 2684.3845 | 2670.6345 | 2590.5944 | 2896.3945 | 2895.5043 | 2914.0844 | 2657.3544 | 2765.6545 | 2891.1044 | 2898.8845 | 2751.2543 | 2657.1044
| 2027-05-09 | 2 | 0 | 2 | 1 | 1 | 1 | 0 | 0 | 2 | 1 | 2 | 2 | 2027-05-09 | 2716.3444 | 2915.6044 | 2569.2244 | 2825.6545 | 2831.1144 | 3058.9943 | 2698.2343 | 2832.9743 | 2857.9843 | 2826.7045 | 2772.5344 | 2689.7543
| 2027-05-10 | 1 | 1 | 0 | 1 | 1 | 0 | 2 | 1 | 1 | 0 | 1 | 1 | 2027-05-10 | 3017.5606 | 3254.3707 | 3002.0206 | 3046.0306 | 3100.8406 | 3255.8807 | 2946.4405 | 3045.6307 | 3118.9605 | 3058.9207 | 3020.1507 | 2904.6805
| 2027-05-11 | 1 | 1 | 0 | 1 | 0 | 0 | 1 | 1 | 1 | 0 | 1 | 1 | 2027-05-11 | 2865.2005 | 3179.7205 | 3032.7706 | 3103.9805 | 3098.2806 | 3152.3406 | 3036.2806 | 3003.9107 | 3079.7506 | 2952.5106 | 2954.7606 | 2847.1707
| 2027-05-12 | 0 | 1 | 0 | 1 | 0 | 0 | 1 | 1 | 1 | 1 | 1 | 1 | 2027-05-12 | 3014.4405 | 3197.8607 | 2949.6805 | 3125.9305 | 3087.6107 | 3086.9605 | 3037.3807 | 2988.0906 | 3078.6307 | 2961.4107 | 3009.5006 | 2905.5106
| 2027-05-13 | 0 | 0 | 1 | 1 | 0 | 0 | 1 | 1 | 0 | 1 | 1 | 2 | 2027-05-13 | 3025.5906 | 3194.3306 | 3072.6207 | 3032.7405 | 2995.5306 | 3103.2405 | 3057.1107 | 3020.2506 | 3364.9605 | 2875.8206 | 2965.5806 | 3348.4505
| 2027-05-14 | 1 | 1 | 1 | 1 | 2 | 1 | 1 | 1 | 0 | 1 | 2 | 1 | 2027-05-14 | 2902.8206 | 3018.6407 | 3007.6905 | 2927.3006 | 3019.5306 | 2992.8907 | 2949.2005 | 2927.8807 | 3494.2205 | 2889.2305 | 2994.4965 | 3103.2105
| 2027-05-15 | 0 | 0 | 0 | 1 | 0 | 1 | 1 | 0 | 1 | 0 | 0 | 1 | 2027-05-15 | 2753.4145 | 2825.4245 | 2883.8744 | 2771.3344 | 3100.7844 | 2814.3244 | 2837.6545 | 2826.5444 | 3384.3144 | 2809.7944 | 2850.5457 | 2912.3444
| 2027-05-16 | 0 | 1 | 0 | 0 | 0 | 0 | 1 | 1 | 0 | 0 | 0 | 1 | 2027-05-16 | 2824.3845 | 2832.8544 | 2936.6745 | 2981.9743 | 3115.7944 | 2964.5243 | 2835.4445 | 2770.1144 | 3274.2844 | 2894.9943 | 2803.1645 | 2975.0844
| 2027-05-17 | 1 | 1 | 0 | 1 | 0 | 0 | 1 | 1 | 1 | 0 | 4 | 1 | 2027-05-17 | 3039.7405 | 3183.8106 | 3280.6407 | 3131.2606 | 3292.1407 | 3111.1805 | 3138.1607 | 2986.1905 | 3238.2005 | 3223.3406 | 2863.6764 | 3042.5806
| 2027-05-18 | 2 | 1 | 0 | 1 | 0 | 0 | 1 | 1 | 0 | 0 | 2 | 1 | 2027-05-18 | 3124.4364 | 3191.1007 | 3230.1905 | 3120.9905 | 3535.4405 | 3122.9007 | 3074.7105 | 3028.8006 | 3232.2506 | 3237.3106 | 2936.5406 | 2945.1607
| 2027-05-19 | 1 | 1 | 0 | 1 | 0 | 1 | 1 | 1 | 1 | 0 | 1 | 1 | 2027-05-19 | 3058.2305 | 3109.3306 | 3135.7706 | 3119.7305 | 3635.4605 | 3089.9207 | 3069.4007 | 2978.8206 | 3216.5806 | 3361.6707 | 2908.5306 | 2956.5106
| 2027-05-20 | 1 | 1 | 0 | 1 | 0 | 1 | 1 | 1 | 1 | 0 | 1 | 1 | 2027-05-20 | 3087.3807 | 3222.5606 | 3134.2005 | 3107.6905 | 3444.0006 | 3166.3406 | 3063.8607 | 2987.7405 | 3183.131 | 3198.2806 | 2937.5806 | 2958.1307
| 2027-05-21 | 2 | 1 | 1 | 1 | 0 | 1 | 1 | 1 | 1 | 1 | 1 | 1 | 2027-05-21 | 3109.2606 | 3079.3707 | 3036.1307 | 3076.9107 | 3183.8907 | 3009.5706 | 2988.7906 | 2944.7005 | 3138.6307 | 2980.8907 | 2861.8607 | 2906.9007
| 2027-05-22 | 0 | 0 | 0 | 0 | 1 | 0 | 0 | 2 | 0 | 2 | 2 | 3 | 2027-05-22 | 3011.8244 | 2869.9743 | 2886.2543 | 2993.7543 | 2974.0744 | 3155.9545 | 3024.7243 | 2838.9943 | 2995.8344 | 2751.4345 | 2856.4259 | 2686.7343
| 2027-05-23 | 0 | 0 | 0 | 0 | 0 | 0 | 0 | 1 | 0 | 0 | 0 | 0 | 2027-05-23 | 3010.7143 | 2909.2143 | 2780.4345 | 3010.8845 | 3053.2643 | 3100.3344 | 3145.9145 | 2861.7243 | 3053.2743 | 3062.5057 | 3078.6759 | 2876.9943
| 2027-05-24 | 0 | 0 | 1 | 1 | 0 | 1 | 0 | 1 | 1 | 1 | 1 | 1 | 2027-05-24 | 3260.2105 | 3038.5806 | 3061.3306 | 3221.4564 | 3212.1207 | 3201.2606 | 3279.6407 | 3054.1307 | 3284.6107 | 3948.1407 | 3422.6707 | 3144.2164
| 2027-05-25 | 1 | 1 | 1 | 1 | 0 | 0 | 1 | 1 | 1 | 1 | 0 | 1 | 2027-05-25 | 3259.0406 | 2970.9805 | 3093.1407 | 3242.7405 | 3344.6307 | 3219.2506 | 3295.2005 | 3051.8006 | 3198.8607 | 3519.4007 | 3343.441 | 2904.8707
| 2027-05-26 | 1 | 0 | 1 | 1 | 0 | 1 | 1 | 1 | 1 | 1 | 1 | 1 | 2027-05-26 | 3247.9207 | 3274.9805 | 3065.4207 | 3204.0606 | 3370.8306 | 3251.8607 | 3159.1905 | 3032.2506 | 3156.2105 | 3292.6307 | 3417.8306 | 3015.4007
| 2027-05-27 | 0 | 0 | 0 | 0 | 0 | 0 | 1 | 3 | 1 | 1 | 1 | 1 | 2027-05-27 | 3210.1107 | 3340.2205 | 3450.0006 | 3224.6307 | 3562.5506 | 3218.4107 | 3175.4505 | 3020.7465 | 3131.3206 | 3207.3306 | 3138.7806 | 3033.0106
| 2027-05-28 | 1 | 0 | 0 | 0 | 0 | 0 | 1 | 2 | 1 | 1 | 2 | 1 | 2027-05-28 | 3031.1905 | 3315.9305 | 3367.0506 | 3245.7606 | 3242.5206 | 3128.1607 | 3132.5306 | 3114.8065 | 2983.0106 | 3325.8366 | 3036.7164 | 2789.4107
| 2027-05-29 | 1 | 0 | 0 | 0 | 2 | 0 | 0 | 0 | 3 | 0 | 1 | 3 | 2027-05-29 | 2695.7243 | 3094.6945 | 3286.1044 | 3198.4045 | 3032.1244 | 2956.6545 | 3114.9843 | 2996.5944 | 2815.7944 | 3156.1745 | 2961.1845 | 2764.2543
| 2027-05-30 | 2 | 1 | 0 | 1 | 2 | 0 | 1 | 0 | 3 | 0 | 0 | 1 | 2027-05-30 | 2707.7045 | 3023.6345 | 3127.6545 | 2928.0043 | 3038.3044 | 3082.7045 | 3157.8044 | 3005.6244 | 2848.8644 | 2929.5944 | 3192.6144 | 3111.0678
| 2027-05-31 | 1 | 1 | 0 | 0 | 0 | 0 | 0 | 1 | 0 | 1 | 0 | 1 | 2027-05-31 | 3150.1007 | 3243.6707 | 3152.9107 | 3013.7205 | 3187.1905 | 3320.6207 | 3398.6607 | 3305.5506 | 2983.1307 | 3064.4107 | 3390.3907 | 3297.7906
| 2027-06-01 | 1 | 0 | 0 | 1 | 1 | 0 | 1 | 1 | 1 | 1 | 0 | 1 | 2027-06-01 | 3180.951 | 3227.9908 | 3378.0309 | 3158.941 | 3317.7909 | 3373.671 | 3194.8109 | 3249.411 | 3216.0509 | 3266.6109 | 3313.7608 | 3304.1109
| 2027-06-02 | 1 | 1 | 1 | 1 | 1 | 0 | 1 | 1 | 1 | 1 | 1 | 1 | 2027-06-02 | 3185.2208 | 3179.8309 | 3337.2809 | 3045.3209 | 3209.651 | 3221.1109 | 3115.691 | 3166.6209 | 3204.921 | 3047.7508 | 3259.151 | 3238.3209
| 2027-06-03 | 1 | 0 | 0 | 0 | 1 | 0 | 1 | 1 | 2 | 1 | 0 | 1 | 2027-06-03 | 3120.641 | 3278.9908 | 3230.181 | 3145.2909 | 3165.451 | 3226.4908 | 3120.641 | 3390.3209 | 3244.941 | 2999.1109 | 3217.5809 | 3221.8709
| 2027-06-04 | 1 | 1 | 0 | 1 | 1 | 1 | 1 | 1 | 1 | 2 | 1 | 1 | 2027-06-04 | 3139.3709 | 3210.0008 | 3177.5409 | 3046.8509 | 3057.2308 | 3009.171 | 3064.651 | 3265.161 | 3232.9808 | 2780.2208 | 3248.7208 | 3179.921
| 2027-06-05 | 0 | 0 | 0 | 0 | 0 | 0 | 0 | 1 | 1 | 0 | 1 | 1 | 2027-06-05 | 3079.9096 | 3026.0197 | 2877.9596 | 3018.6996 | 2986.2297 | 3087.1396 | 2921.8796 | 3114.2197 | 3312.0277 | 2741.0895 | 3008.2597 | 3074.2397
| 2027-06-06 | 1 | 0 | 0 | 0 | 0 | 1 | 0 | 1 | 0 | 0 | 1 | 1 | 2027-06-06 | 3058.8095 | 2818.7995 | 2834.0795 | 3043.4296 | 3054.6095 | 3134.2597 | 2879.5397 | 3019.0995 | 3283.6696 | 2845.4096 | 3071.0495 | 3082.0242
| 2027-06-07 | 0 | 1 | 0 | 1 | 0 | 1 | 0 | 1 | 1 | 1 | 0 | 0 | 2027-06-07 | 3191.8709 | 3002.8609 | 3287.9908 | 3180.651 | 3334.0509 | 3315.691 | 2931.7809 | 3230.6357 | 3953.7809 | 3036.681 | 3402.0509 | 3290.5543
| 2027-06-08 | 0 | 1 | 0 | 0 | 0 | 0 | 0 | 1 | 1 | 1 | 1 | 1 | 2027-06-08 | 3674.8009 | 3198.0256 | 3527.411 | 3489.6209 | 3193.1009 | 4120.441 | 3170.9908 | 3344.3409 | 3797.951 | 3062.7608 | 3819.0208 | 3577.1209
| 2027-06-09 | 0 | 1 | 0 | 0 | 0 | 0 | 1 | 1 | 0 | 1 | 2 | 1 | 2027-06-09 | 3432.8709 | 3548.8009 | 3468.3409 | 3558.0409 | 3176.7208 | 4011.3109 | 3166.391 | 3423.431 | 3609.8309 | 3081.0409 | 3639.3657 | 3594.9458
| 2027-06-10 | 0 | 1 | 0 | 0 | 1 | 0 | 0 | 1 | 0 | 1 | 1 | 1 | 2027-06-10 | 3377.5008 | 3392.4708 | 3384.1009 | 3577.5008 | 3147.2408 | 3808.6009 | 3160.5309 | 3773.0409 | 3491.651 | 3057.6209 | 3268.671 | 3247.941
| 2027-06-11 | 0 | 1 | 0 | 0 | 1 | 0 | 1 | 1 | 1 | 1 | 1 | 3 | 2027-06-11 | 3200.0142 | 3170.381 | 3336.431 | 3566.9608 | 3178.7809 | 3467.8609 | 3114.691 | 3601.5509 | 3511.2108 | 3130.0509 | 3217.631 | 3127.3357
| 2027-06-12 | 0 | 0 | 0 | 0 | 0 | 0 | 0 | 0 | 0 | 0 | 1 | 1 | 2027-06-12 | 3068.5297 | 3093.3776 | 3259.7397 | 3339.8195 | 3087.8595 | 3163.4997 | 3051.3996 | 3184.0895 | 3204.6896 | 3015.2797 | 3010.3896 | 2846.8095
| 2027-06-13 | 0 | 1 | 0 | 0 | 0 | 0 | 0 | 0 | 0 | 0 | 0 | 0 | 2027-06-13 | 3071.5297 | 2552.4173 | 3376.0995 | 3360.4296 | 3244.7697 | 3273.9677 | 3038.1696 | 3247.4496 | 3258.7497 | 3015.9496 | 3151.7096 | 3091.5595
| 2027-06-14 | 1 | 1 | 0 | 0 | 0 | 0 | 0 | 1 | 0 | 1 | 1 | 1 | 2027-06-14 | 3703.0709 | 3303.5809 | 3759.0409 | 3511.5108 | 3528.5409 | 3438.131 | 3224.0709 | 3521.181 | 3654.7809 | 3279.3609 | 3596.2909 | 3222.2108
| 2027-06-15 | 1 | 1 | 0 | 1 | 0 | 0 | 2 | 1 | 0 | 0 | 0 | 1 | 2027-06-15 | 3819.0609 | 3357.0156 | 3799.7108 | 3928.8657 | 3338.2308 | 3411.9608 | 3212.5409 | 3410.201 | 3844.1243 | 3136.5008 | 3621.0809 | 3155.381
| 2027-06-16 | 0 | 1 | 0 | 0 | 1 | 0 | 1 | 1 | 0 | 1 | 0 | 1 | 2027-06-16 | 3403.931 | 3480.411 | 3588.691 | 3748.0609 | 3304.901 | 3424.8509 | 3184.441 | 3475.151 | 3862.3243 | 3431.201 | 3442.181 | 3086.3209
| 2027-06-17 | 0 | 0 | 0 | 0 | 1 | 0 | 1 | 0 | 1 | 0 | 0 | 1 | 2027-06-17 | 3237.5809 | 3555.2308 | 3621.2108 | 3584.401 | 3326.8009 | 3431.8309 | 3181.3009 | 3330.0108 | 3760.2308 | 3579.9608 | 3558.8343 | 2876.0909
| 2027-06-18 | 1 | 1 | 0 | 1 | 1 | 0 | 1 | 1 | 1 | 0 | 0 | 2 | 2027-06-18 | 3217.2708 | 3377.951 | 3368.2408 | 3402.2408 | 3064.191 | 3525.6109 | 3142.451 | 3282.931 | 3163.5309 | 3387.5709 | 3503.1109 | 2988.9358
| 2027-06-19 | 0 | 0 | 0 | 0 | 0 | 0 | 0 | 1 | 1 | 0 | 0 | 0 | 2027-06-19 | 3066.2497 | 3203.1095 | 3093.3495 | 3373.8996 | 2902.5795 | 3235.0097 | 3034.2497 | 3084.8896 | 3128.4877 | 3180.6196 | 3285.6296 | 2964.0495
| 2027-06-20 | 0 | 0 | 0 | 0 | 0 | 0 | 0 | 1 | 0 | 0 | 0 | 0 | 2027-06-20 | 3033.9196 | 3109.4196 | 3145.6796 | 3614.1596 | 3280.9296 | 3282.0595 | 3034.1396 | 3049.4697 | 3134.9496 | 3180.8495 | 3678.5297 | 2995.0695
| 2027-06-21 | 1 | 0 | 0 | 0 | 0 | 0 | 1 | 1 | 1 | 1 | 0 | 1 | 2027-06-21 | 3295.5108 | 3341.0008 | 3300.0809 | 4120.441 | 3868.6243 | 3685.3309 | 3218.7208 | 3554.191 | 3328.931 | 3442.5356 | 4117.0809 | 3115.7809
| 2027-06-22 | 0 | 1 | 0 | 0 | 0 | 0 | 1 | 1 | 1 | 1 | 0 | 1 | 2027-06-22 | 3288.8409 | 3382.6658 | 3488.7108 | 3992.0542 | 4002.2508 | 3549.3109 | 3210.651 | 3511.0208 | 3138.7909 | 3210.181 | 4120.441 | 2989.0809
| 2027-06-23 | 0 | 1 | 0 | 0 | 0 | 0 | 1 | 1 | 1 | 0 | 0 | 1 | 2027-06-23 | 3265.0609 | 3872.0809 | 3464.0309 | 3962.7742 | 3769.8543 | 3658.3009 | 3318.1009 | 3383.9808 | 3275.1009 | 3323.0008 | 3938.8142 | 3044.2408
| 2027-06-24 | 0 | 0 | 0 | 0 | 0 | 0 | 1 | 0 | 1 | 1 | 0 | 1 | 2027-06-24 | 3316.3209 | 3891.1343 | 3314.1343 | 3708.0409 | 3552.5242 | 3615.7108 | 3400.0309 | 3408.7809 | 3625.7508 | 3287.5108 | 3963.6243 | 3192.881
| 2027-06-25 | 2 | 0 | 0 | 0 | 1 | 0 | 1 | 1 | 0 | 1 | 0 | 1 | 2027-06-25 | 3146.5056 | 3691.1209 | 3201.5409 | 3664.131 | 3295.0509 | 3497.2308 | 3206.9708 | 3273.6209 | 3651.8709 | 3106.2909 | 3662.0008 | 3114.8309
| 2027-06-26 | 0 | 0 | 0 | 0 | 0 | 0 | 0 | 2 | 0 | 0 | 1 | 2 | 2027-06-26 | 2907.8395 | 3531.7297 | 3021.7297 | 3714.6296 | 3174.1496 | 3380.7597 | 3111.7597 | 3068.2197 | 3366.0695 | 2967.6996 | 3419.2197 | 2956.1696
| 2027-06-27 | 0 | 0 | 0 | 0 | 0 | 0 | 0 | 1 | 0 | 0 | 0 | 1 | 2027-06-27 | 3081.0397 | 3404.5795 | 3175.7797 | 3878.6396 | 3213.2897 | 3507.3896 | 3360.2897 | 3173.5495 | 3408.6796 | 3150.0197 | 3638.0795 | 2906.9697
| 2027-06-28 | 0 | 1 | 0 | 1 | 0 | 0 | 0 | 1 | 0 | 0 | 1 | 1 | 2027-06-28 | 3260.7108 | 4069.8709 | 3346.9041 | 3433.5208 | 3364.1009 | 3618.5409 | 3640.0208 | 3374.0709 | 3436.5442 | 3606.7809 | 3505.4808 | 3050.631
| 2027-06-29 | 1 | 1 | 0 | 0 | 1 | 0 | 0 | 1 | 0 | 1 | 0 | 0 | 2027-06-29 | 3292.0108 | 3414.3509 | 3546.5442 | 3592.0743 | 3350.5309 | 3665.2208 | 3513.5309 | 3348.0409 | 3451.2242 | 3393.1009 | 3638.2909 | 3424.7909
| 2027-06-30 | 0 | 0 | 0 | 0 | 0 | 0 | 0 | 1 | 0 | 0 | 0 | 0 | 2027-06-30 | 3370.5764 | 3297.4808 | 3458.6043 | 3490.8743 | 3329.5943 | 3362.5609 | 3508.7909 | 3463.2108 | 3452.9942 | 3184.3543 | 3706.941 | 3606.8543
| 2027-07-01 | 0 | 0 | 0 | 0 | 0 | 0 | 0 | 0 | 0 | 1 | 0 | 1 | 2027-07-01 | 4016.3915 | 3439.2304 | 3758.7902 | 3673.3017 | 3873.2716 | 3251.0177 | 3576.3617 | 3439.2916 | 3459.0703 | 4020.4076 | 3457.6017 | 3457.3676
| 2027-07-02 | 0 | 0 | 0 | 0 | 1 | 1 | 0 | 0 | 0 | 0 | 0 | 0 | 2027-07-02 | 3761.0177 | 3554.3876 | 3440.2616 | 3598.7277 | 3495.7277 | 2932.6776 | 3538.5617 | 3342.3117 | 3348.4115 | 4132.2777 | 3290.6476 | 3431.3175
| 2027-07-03 | 0 | 0 | 1 | 0 | 0 | 0 | 0 | 0 | 1 | 0 | 1 | 1 | 2027-07-03 | 3668.7892 | 3406.0191 | 3158.3069 | 3353.1393 | 3039.7093 | 2998.6292 | 3234.9791 | 3699.1693 | 3303.2969 | 3312.3792 | 2936.6393 | 3178.0792
| 2027-07-04 | 0 | 0 | 0 | 0 | 0 | 0 | 0 | 0 | 0 | 1 | 0 | 0 | 2027-07-04 | 3570.7669 | 3504.9593 | 3247.3492 | 3507.4868 | 3336.0892 | 3053.1693 | 3475.5992 | 3693.0191 | 3237.8192 | 3192.4293 | 2961.9991 | 3374.6292
| 2027-07-05 | 0 | 0 | 0 | 0 | 1 | 0 | 0 | 0 | 2 | 0 | 1 | 0 | 2027-07-05 | 4110.9476 | 4034.1876 | 3429.9677 | 3945.4176 | 4055.5277 | 3352.4677 | 4087.6576 | 3958.8075 | 3383.2242 | 3344.8776 | 3313.5875 | 3797.7377
| 2027-07-06 | 0 | 0 | 0 | 1 | 0 | 0 | 0 | 0 | 0 | 0 | 0 | 1 | 2027-07-06 | 3959.2016 | 3976.9076 | 3531.1876 | 3800.9376 | 4002.9176 | 3322.3175 | 3886.7076 | 3860.9176 | 3267.1976 | 3222.8275 | 3318.1476 | 3744.9176
| 2027-07-07 | 0 | 0 | 0 | 0 | 0 | 0 | 0 | 0 | 1 | 1 | 0 | 0 | 2027-07-07 | 3740.3017 | 3884.2616 | 3545.6676 | 3385.2277 | 3863.1176 | 3717.3017 | 3637.8175 | 4107.1576 | 3518.5277 | 3185.7377 | 3393.7477 | 3560.2777
| 2027-07-08 | 0 | 0 | 0 | 0 | 0 | 0 | 0 | 0 | 0 | 0 | 0 | 0 | 2027-07-08 | 3897.0575 | 4016.2816 | 3388.1915 | 3778.9576 | 3902.6576 | 3850.4877 | 3771.8575 | 3918.8915 | 3620.9176 | 3139.9576 | 3459.3217 | 3203.4677
| 2027-07-09 | 1 | 0 | 1 | 0 | 0 | 0 | 0 | 0 | 0 | 0 | 0 | 1 | 2027-07-09 | 4132.2777 | 3698.5975 | 3304.4176 | 3273.2677 | 3433.0377 | 3485.0475 | 3509.8075 | 3524.2877 | 3351.2477 | 3165.9877 | 3540.6776 | 3774.8341
| 2027-07-10 | 0 | 0 | 0 | 0 | 0 | 1 | 1 | 0 | 1 | 2 | 1 | 1 | 2027-07-10 | 3285.2892 | 3524.2992 | 3044.0692 | 3104.8392 | 3307.2491 | 3308.637 | 3888.3263 | 3406.9593 | 3294.3893 | 3030.0592 | 3286.0392 | 3265.9691
| 2027-07-11 | 0 | 0 | 0 | 0 | 0 | 0 | 0 | 0 | 1 | 1 | 0 | 1 | 2027-07-11 | 3289.9093 | 3765.3392 | 3396.9493 | 3052.4093 | 3389.617 | 3460.9868 | 3532.0191 | 3427.0592 | 3247.7892 | 3226.0869 | 3146.3592 | 3244.627
| 2027-07-12 | 0 | 0 | 0 | 1 | 0 | 0 | 0 | 0 | 0 | 0 | 1 | 1 | 2027-07-12 | 4019.1276 | 4132.2777 | 4132.2777 | 3239.4977 | 3810.6075 | 3849.8375 | 3920.7016 | 3753.0775 | 3459.2377 | 3480.6715 | 3203.7877 | 3267.8976
| 2027-07-13 | 0 | 0 | 1 | 0 | 0 | 0 | 0 | 0 | 0 | 0 | 0 | 0 | 2027-07-13 | 3702.0475 | 3613.4677 | 3891.5675 | 3707.3876 | 3544.2975 | 3530.7316 | 4134.6117 | 3512.6376 | 3340.1515 | 3370.4215 | 3289.9476 | 3171.0675
| 2027-07-14 | 0 | 0 | 0 | 0 | 0 | 0 | 0 | 1 | 0 | 0 | 1 | 0 | 2027-07-14 | 3503.6075 | 3397.8375 | 3843.8517 | 3827.7316 | 3407.0016 | 3518.0817 | 4089.5216 | 3364.2177 | 3402.5416 | 3282.6915 | 3213.3575 | 3385.4376
| 2027-07-15 | 0 | 0 | 0 | 0 | 0 | 0 | 0 | 0 | 0 | 0 | 1 | 0 | 2027-07-15 | 3393.2916 | 3288.7316 | 4019.9415 | 3876.9916 | 3649.4916 | 3471.9516 | 3588.2777 | 3338.9777 | 3374.6376 | 3256.9276 | 3118.5377 | 3308.1075
| 2027-07-16 | 1 | 0 | 0 | 0 | 0 | 1 | 1 | 0 | 0 | 1 | 0 | 1 | 2027-07-16 | 3417.6576 | 3240.4777 | 3588.1976 | 3690.2877 | 3527.5016 | 3278.8375 | 3229.8475 | 3300.5277 | 3233.9977 | 3326.2677 | 3548.3475 | 3200.6976
| 2027-07-17 | 0 | 1 | 0 | 0 | 0 | 0 | 1 | 0 | 0 | 1 | 0 | 0 | 2027-07-17 | 3279.9791 | 3092.8292 | 3292.5492 | 3361.3893 | 3290.0291 | 2962.7191 | 3166.3392 | 3226.2391 | 3407.5592 | 3161.2491 | 3335.5392 | 3040.2691
| 2027-07-18 | 1 | 1 | 0 | 0 | 0 | 0 | 0 | 0 | 0 | 0 | 0 | 0 | 2027-07-18 | 3317.5492 | 3213.5469 | 3142.2469 | 3470.397 | 3375.7469 | 3220.2791 | 3229.5892 | 3185.1593 | 3545.6292 | 3178.9093 | 3488.8893 | 3270.4293
| 2027-07-19 | 0 | 0 | 0 | 0 | 0 | 0 | 0 | 0 | 0 | 0 | 0 | 1 | 2027-07-19 | 3878.4476 | 3532.1576 | 3550.5377 | 3617.1315 | 3939.8976 | 3325.4176 | 3622.1515 | 3376.6715 | 3686.6476 | 3638.0775 | 3454.3317 | 3764.8575
| 2027-07-20 | 0 | 0 | 0 | 1 | 0 | 0 | 0 | 0 | 0 | 0 | 0 | 1 | 2027-07-20 | 3698.6017 | 3373.7577 | 3665.3617 | 3237.8475 | 4132.2777 | 3606.2616 | 3702.2616 | 3201.2577 | 3528.6876 | 3346.5016 | 3322.1075 | 4020.1876
| 2027-07-21 | 0 | 1 | 0 | 0 | 0 | 0 | 0 | 0 | 0 | 0 | 0 | 0 | 2027-07-21 | 3555.8717 | 3317.6676 | 3914.3217 | 3193.2916 | 4005.0817 | 3573.9476 | 3513.3617 | 3433.6276 | 3499.8375 | 3283.4877 | 3047.3617 | 3383.4916
| 2027-07-22 | 0 | 0 | 0 | 0 | 0 | 0 | 0 | 0 | 0 | 0 | 0 | 0 | 2027-07-22 | 3493.9816 | 3388.0717 | 3780.5016 | 3202.3175 | 3644.9315 | 3641.8517 | 3759.0775 | 3453.9476 | 3589.9215 | 3434.7016 | 3151.8517 | 3727.1315
| 2027-07-23 | 0 | 0 | 0 | 1 | 0 | 0 | 0 | 0 | 1 | 1 | 0 | 0 | 2027-07-23 | 3273.3275 | 3355.0675 | 3435.1915 | 3657.5675 | 3423.5077 | 3466.0675 | 3579.7216 | 3258.9376 | 3444.0875 | 3484.9977 | 3170.8717 | 3449.8275
| 2027-07-24 | 1 | 0 | 0 | 0 | 1 | 0 | 0 | 1 | 0 | 0 | 0 | 1 | 2027-07-24 | 3173.0091 | 3174.6192 | 3080.7992 | 3148.7691 | 3244.3492 | 3209.3192 | 3479.1868 | 3107.7093 | 3273.2791 | 3045.6493 | 2993.5992 | 3141.4493
| 2027-07-25 | 0 | 0 | 0 | 0 | 0 | 0 | 0 | 0 | 0 | 1 | 0 | 1 | 2027-07-25 | 2947.0892 | 3035.2691 | 3012.9268 | 3120.0892 | 3303.7791 | 3360.377 | 3746.8169 | 3242.3692 | 3351.0291 | 3184.4294 | 2979.8292 | 3076.7068
| 2027-07-26 | 0 | 0 | 0 | 0 | 0 | 0 | 0 | 0 | 0 | 0 | 2 | 1 | 2027-07-26 | 3227.8075 | 3474.7777 | 3545.1075 | 3493.0277 | 3510.9276 | 3509.6315 | 3746.7216 | 3425.4476 | 3521.3876 | 3749.9516 | 3103.1976 | 3579.9476
| 2027-07-27 | 0 | 0 | 0 | 0 | 0 | 0 | 0 | 0 | 0 | 0 | 0 | 0 | 2027-07-27 | 3197.8575 | 3225.7677 | 4001.2516 | 3326.6017 | 3411.5875 | 3745.8676 | 3602.3017 | 3313.1576 | 3339.0975 | 3224.5416 | 3175.8617 | 3466.4777
| 2027-07-28 | 0 | 0 | 0 | 0 | 0 | 0 | 0 | 0 | 1 | 0 | 0 | 0 | 2027-07-28 | 3187.5116 | 3221.8976 | 4108.1017 | 3306.3617 | 3398.9616 | 3341.6576 | 3586.1976 | 3268.6876 | 3586.3676 | 3168.9816 | 3069.3915 | 3330.4516
| 2027-07-29 | 0 | 0 | 0 | 0 | 0 | 0 | 0 | 0 | 0 | 0 | 0 | 0 | 2027-07-29 | 3312.3317 | 3198.5277 | 3865.7716 | 3214.0416 | 3704.1715 | 3331.7076 | 3311.3617 | 3099.1876 | 3344.5016 | 3178.7816 | 3181.6376 | 3081.7677
| 2027-07-30 | 0 | 1 | 0 | 0 | 0 | 0 | 1 | 0 | 0 | 0 | 0 | 0 | 2027-07-30 | 3436.0575 | 3109.3676 | 3570.5717 | 3072.8117 | 3664.7816 | 3068.5575 | 3068.5675 | 3288.5575 | 3376.6476 | 2990.5517 | 3097.5416 | 3492.9977
| 2027-07-31 | 1 | 0 | 1 | 1 | 1 | 0 | 0 | 0 | 1 | 0 | 1 | 0 | 2027-07-31 | 3028.4668 | 2898.8192 | 3241.0169 | 2900.7268 | 3225.4568 | 3106.717 | 3010.3492 | 3325.4193 | 3248.5792 | 2938.6993 | 3032.4093 | 3406.4791
| 2027-08-01 | 1 | 0 | 0 | 0 | 1 | 0 | 0 | 0 | 0 | 0 | 0 | 0 | 2027-08-01 | 3035.9267 | 2943.4864 | 3285.8766 | 2923.1083 | 3268.6867 | 3268.5568 | 3460.3666 | 3345.4667 | 3240.9664 | 2982.6266 | 3212.3366 | 3716.3766
| 2027-08-02 | 0 | 0 | 0 | 0 | 0 | 0 | 0 | 1 | 0 | 0 | 0 | 0 | 2027-08-02 | 3216.2033 | 3362.0521 | 3318.3021 | 3155.9974 | 3486.6134 | 3640.0333 | 3925.6632 | 4134.6121 | 3445.0634 | 3538.4433 | 4064.3819 | 3925.6432
| 2027-08-03 | 0 | 0 | 0 | 1 | 0 | 0 | 0 | 0 | 0 | 0 | 0 | 0 | 2027-08-03 | 3114.5834 | 3297.019 | 3479.8234 | 3117.2148 | 3327.6332 | 3541.1632 | 3791.5834 | 3974.8134 | 3526.7934 | 3864.4633 | 3632.7934 | 3561.0734
| 2027-08-04 | 0 | 0 | 0 | 2 | 0 | 0 | 0 | 0 | 0 | 0 | 0 | 0 | 2027-08-04 | 3154.5434 | 3535.0033 | 3624.4032 | 3087.5225 | 3145.8832 | 3475.1832 | 3779.1519 | 4037.5133 | 4097.222 | 4077.4433 | 3350.0333 | 3485.0233
| 2027-08-05 | 0 | 0 | 0 | 0 | 0 | 0 | 0 | 0 | 0 | 0 | 0 | 0 | 2027-08-05 | 3230.0734 | 3507.8234 | 3631.1034 | 3192.3034 | 3341.0505 | 3383.6034 | 3639.2833 | 3956.5634 | 3970.6619 | 3997.3134 | 3474.4933 | 3450.5834
| 2027-08-06 | 0 | 0 | 0 | 0 | 0 | 0 | 0 | 0 | 1 | 0 | 0 | 0 | 2027-08-06 | 3219.9833 | 3429.5133 | 3246.9092 | 3040.3534 | 3135.5133 | 3185.0434 | 3471.7533 | 3699.232 | 3685.6619 | 3581.8234 | 3554.992 | 3203.4032
| 2027-08-07 | 1 | 0 | 0 | 0 | 1 | 0 | 0 | 1 | 0 | 2 | 1 | 0 | 2027-08-07 | 3064.8967 | 3100.2267 | 3089.7368 | 2938.5966 | 3006.6467 | 3514.0162 | 3234.1764 | 3243.4067 | 3762.2465 | 3136.7167 | 2963.3866 | 3214.6066
| 2027-08-08 | 1 | 0 | 0 | 0 | 0 | 0 | 0 | 1 | 0 | 1 | 0 | 0 | 2027-08-08 | 3200.0666 | 2976.3315 | 3123.4868 | 3002.2768 | 3001.8766 | 3667.3266 | 3471.6867 | 3267.6066 | 3818.5568 | 2976.6066 | 3354.2965 | 3099.8766
| 2027-08-09 | 0 | 0 | 0 | 0 | 0 | 0 | 0 | 0 | 0 | 0 | 0 | 0 | 2027-08-09 | 3638.2433 | 3360.1732 | 3398.6296 | 3274.9633 | 3121.5065 | 3601.4132 | 4085.8121 | 3470.6619 | 4123.3621 | 3013.7133 | 3327.9833 | 3394.2733
| 2027-08-10 | 0 | 0 | 0 | 0 | 0 | 0 | 0 | 1 | 0 | 0 | 0 | 0 | 2027-08-10 | 3446.7633 | 3312.9533 | 3582.2633 | 3269.7833 | 3224.6113 | 3340.6532 | 3920.1021 | 3771.782 | 3600.4232 | 3134.1933 | 3322.242 | 4134.6121
| 2027-08-11 | 0 | 0 | 0 | 0 | 1 | 0 | 0 | 0 | 0 | 0 | 0 | 0 | 2027-08-11 | 3387.2133 | 3339.9833 | 3594.5534 | 3256.7133 | 3145.7333 | 3262.0333 | 3617.7433 | 4092.2233 | 3715.712 | 3838.2633 | 3373.4433 | 3722.6134
| 2027-08-12 | 0 | 0 | 0 | 0 | 0 | 0 | 0 | 0 | 0 | 0 | 0 | 0 | 2027-08-12 | 3500.1929 | 3380.6933 | 3597.7533 | 3663.4332 | 3283.3234 | 3160.1134 | 3541.8334 | 3808.6832 | 4137.1034 | 3679.1832 | 3509.0834 | 3363.1232
| 2027-08-13 | 0 | 0 | 0 | 0 | 0 | 0 | 0 | 0 | 0 | 0 | 0 | 0 | 2027-08-13 | 3244.6933 | 3124.5934 | 3194.4232 | 3362.8634 | 3029.2833 | 3028.7033 | 3382.2333 | 3570.6919 | 3937.6232 | 4060.9132 | 3339.1034 | 3163.5534
| 2027-08-14 | 0 | 1 | 0 | 0 | 1 | 0 | 0 | 1 | 1 | 0 | 0 | 2 | 2027-08-14 | 2915.4567 | 2917.2225 | 2956.0781 | 3051.0068 | 2884.5666 | 2787.3967 | 3155.8867 | 3132.8766 | 3538.2868 | 3466.1066 | 3042.1366 | 2938.7167
| 2027-08-15 | 1 | 0 | 0 | 0 | 0 | 0 | 0 | 0 | 1 | 1 | 0 | 1 | 2027-08-15 | 2905.4667 | 3046.7468 | 3258.2934 | 3076.0966 | 2941.7368 | 2865.6666 | 3165.9367 | 3162.5265 | 3399.5368 | 3388.3063 | 3393.9467 | 2892.3967
| 2027-08-16 | 0 | 0 | 0 | 0 | 0 | 1 | 0 | 0 | 0 | 0 | 0 | 0 | 2027-08-16 | 3260.7633 | 3570.1585 | 3671.9433 | 3087.0434 | 3300.6732 | 3180.3241 | 3508.2033 | 3511.1532 | 3333.5534 | 3739.1134 | 3491.6719 | 2850.3034
| 2027-08-17 | 0 | 0 | 0 | 0 | 0 | 0 | 0 | 0 | 0 | 0 | 0 | 0 | 2027-08-17 | 3400.1432 | 3523.8134 | 3477.4433 | 3261.5033 | 3258.5634 | 3098.3634 | 3408.8634 | 3553.3334 | 3449.4232 | 3298.6632 | 3444.7533 | 2818.8434
| 2027-08-18 | 0 | 0 | 0 | 0 | 0 | 0 | 0 | 0 | 0 | 0 | 0 | 0 | 2027-08-18 | 3520.2833 | 3330.3434 | 3455.4332 | 3157.0734 | 3231.5333 | 3282.1832 | 3808.4232 | 3636.7133 | 3417.6432 | 3134.5534 | 3373.9533 | 2853.6332
| 2027-08-19 | 0 | 0 | 0 | 0 | 0 | 0 | 0 | 0 | 0 | 0 | 0 | 0 | 2027-08-19 | 3361.6134 | 3263.9833 | 3468.2934 | 3123.2133 | 3278.0834 | 3375.2733 | 3791.4533 | 3614.4232 | 3415.1232 | 3110.7633 | 3328.7433 | 3163.3621
| 2027-08-20 | 0 | 0 | 0 | 0 | 0 | 0 | 0 | 0 | 0 | 0 | 0 | 1 | 2027-08-20 | 3245.6332 | 2995.5534 | 3249.2733 | 2935.8434 | 3070.0734 | 3492.9533 | 3556.5534 | 3294.2233 | 3362.5934 | 3604.3034 | 3246.9733 | 2980.6933
| 2027-08-21 | 1 | 1 | 1 | 1 | 2 | 1 | 0 | 0 | 2 | 2 | 2 | 1 | 2027-08-21 | 3077.1767 | 2782.8666 | 2981.1166 | 2803.4767 | 2953.8166 | 3116.5568 | 3218.6767 | 3197.5268 | 3212.5666 | 3150.0368 | 2916.6367 | 2955.3166
| 2027-08-22 | 1 | 0 | 0 | 0 | 0 | 0 | 0 | 0 | 1 | 1 | 1 | 1 | 2027-08-22 | 3212.5068 | 2786.5966 | 3131.3967 | 3000.8817 | 2954.4367 | 3072.5168 | 3420.3466 | 3262.4067 | 2988.0368 | 3132.9167 | 3012.7868 | 3032.2768
| 2027-08-23 | 0 | 0 | 0 | 0 | 0 | 0 | 0 | 0 | 0 | 0 | 0 | 0 | 2027-08-23 | 3600.7833 | 3044.5734 | 3216.0434 | 3231.7934 | 3067.4933 | 3392.6134 | 3813.8234 | 3521.6232 | 3140.5133 | 3254.6432 | 3131.0434 | 3299.7333
| 2027-08-24 | 0 | 0 | 0 | 0 | 0 | 0 | 0 | 0 | 0 | 0 | 0 | 0 | 2027-08-24 | 3490.5333 | 3037.2633 | 3217.7833 | 3485.4533 | 3104.6432 | 3294.8034 | 3715.0934 | 3375.1432 | 3440.2233 | 3077.4032 | 3048.6134 | 3124.5434
| 2027-08-25 | 0 | 0 | 0 | 0 | 0 | 0 | 0 | 0 | 0 | 1 | 0 | 0 | 2027-08-25 | 3460.7633 | 3087.2934 | 3490.0934 | 3247.8932 | 2987.2033 | 3256.0133 | 3540.9308 | 3324.1432 | 3405.7733 | 2918.1134 | 3039.8234 | 2960.8932
| 2027-08-26 | 0 | 0 | 0 | 0 | 0 | 0 | 0 | 0 | 0 | 0 | 0 | 0 | 2027-08-26 | 3571.3932 | 3160.4232 | 3423.5634 | 3260.0233 | 3092.8334 | 3070.3534 | 3409.7233 | 3204.6532 | 3428.2233 | 3116.3534 | 2887.9933 | 3246.3534
| 2027-08-27 | 0 | 0 | 0 | 0 | 1 | 0 | 0 | 0 | 0 | 0 | 1 | 0 | 2027-08-27 | 3123.5634 | 3058.0534 | 3185.6034 | 3118.7333 | 3160.8832 | 2992.0434 | 3209.9933 | 3067.0233 | 3202.3732 | 3024.7533 | 2958.9433 | 3129.6134
| 2027-08-28 | 2 | 1 | 2 | 2 | 0 | 0 | 0 | 2 | 2 | 2 | 2 | 1 | 2027-08-28 | 2870.6967 | 2842.5966 | 2888.0468 | 2801.7568 | 3004.8566 | 2879.2368 | 3333.1767 | 2912.8266 | 2981.2668 | 2859.8766 | 2944.4467 | 2926.7167
| 2027-08-29 | 1 | 1 | 0 | 1 | 0 | 0 | 0 | 1 | 1 | 0 | 1 | 1 | 2027-08-29 | 2905.5766 | 2951.8166 | 3021.3166 | 2811.3068 | 3061.8566 | 3009.9267 | 3400.2668 | 2851.3666 | 3019.9868 | 3085.7267 | 2934.2668 | 2981.4968
| 2027-08-30 | 0 | 0 | 0 | 0 | 0 | 0 | 0 | 0 | 0 | 0 | 0 | 0 | 2027-08-30 | 3236.0434 | 3154.8434 | 3250.9533 | 3060.2133 | 3190.3832 | 3546.8634 | 3481.4232 | 3016.5534 | 3342.2633 | 3325.2934 | 3126.5033 | 3124.9933
| 2027-08-31 | 0 | 0 | 0 | 1 | 0 | 0 | 0 | 0 | 0 | 0 | 0 | 0 | 2027-08-31 | 3522.5703 | 3192.7934 | 3279.1632 | 3208.9533 | 3257.5133 | 3683.1532 | 3560.9433 | 3140.2633 | 3834.1732 | 3276.3732 | 3416.9733 | 2971.1532
| 2027-09-01 | 0 | 0 | 0 | 0 | 0 | 0 | 0 | 0 | 0 | 0 | 0 | 0 | 2027-09-01 | 3313.7089 | 3069.819 | 3167.4689 | 3100.4389 | 3142.7589 | 3749.839 | 3600.7089 | 3108.109 | 4059.8312 | 3753.1989 | 3245.7589 | 3422.7089
| 2027-09-02 | 0 | 0 | 0 | 0 | 0 | 0 | 0 | 0 | 0 | 0 | 0 | 0 | 2027-09-02 | 3396.1288 | 3135.819 | 3138.9389 | 3150.2289 | 3201.2789 | 3260.819 | 3511.1288 | 3210.819 | 3534.9088 | 3516.9589 | 3106.589 | 3871.039
| 2027-09-03 | 0 | 0 | 0 | 0 | 0 | 0 | 0 | 0 | 0 | 1 | 1 | 0 | 2027-09-03 | 3226.349 | 3348.309 | 3097.079 | 2941.339 | 2939.559 | 3158.9489 | 3390.1688 | 3384.1488 | 3318.849 | 3192.9836 | 2924.039 | 3272.4088
| 2027-09-04 | 2 | 1 | 2 | 2 | 2 | 3 | 1 | 2 | 3 | 3 | 3 | 3 | 2027-09-04 | 2940.5208 | 3032.6709 | 2846.6609 | 2880.1109 | 2878.431 | 2975.6709 | 3150.241 | 3228.9209 | 3053.0108 | 3020.431 | 2749.8909 | 2990.221
| 2027-09-05 | 2 | 2 | 2 | 2 | 1 | 2 | 1 | 2 | 3 | 2 | 0 | 3 | 2027-09-05 | 2900.971 | 2915.8909 | 2854.3909 | 2850.201 | 3032.5708 | 3055.6109 | 3065.8309 | 3226.751 | 3132.1009 | 2882.7808 | 2939.112 | 2800.201
| 2027-09-06 | 0 | 0 | 0 | 0 | 1 | 0 | 0 | 0 | 0 | 0 | 0 | 0 | 2027-09-06 | 3149.3988 | 3220.579 | 3474.5793 | 3114.4889 | 3446.3988 | 3140.1288 | 3260.9288 | 3419.1488 | 3342.9589 | 2878.1688 | 3147.5289 | 2879.4589
| 2027-09-07 | 0 | 0 | 0 | 0 | 0 | 0 | 0 | 0 | 0 | 0 | 0 | 0 | 2027-09-07 | 3349.7789 | 3236.599 | 3901.2689 | 3172.4188 | 3225.049 | 2949.099 | 3277.6388 | 3167.4288 | 3424.7589 | 2811.319 | 3084.4589 | 2676.1188
| 2027-09-08 | 0 | 0 | 0 | 0 | 0 | 0 | 0 | 0 | 0 | 0 | 0 | 0 | 2027-09-08 | 3452.1688 | 3235.5189 | 3399.7589 | 3280.839 | 3113.069 | 2907.9489 | 3505.0089 | 2940.8988 | 3644.2489 | 2711.9389 | 2986.859 | 2766.849
| 2027-09-09 | 0 | 0 | 0 | 0 | 0 | 0 | 0 | 0 | 0 | 0 | 0 | 0 | 2027-09-09 | 3312.1388 | 3197.829 | 3291.059 | 3177.8988 | 2915.039 | 3171.1588 | 3345.069 | 3022.349 | 3633.329 | 2745.309 | 3050.289 | 3152.4689
| 2027-09-10 | 0 | 0 | 0 | 1 | 0 | 0 | 0 | 0 | 0 | 1 | 1 | 0 | 2027-09-10 | 3123.609 | 2997.6989 | 3071.4389 | 3124.2103 | 2916.7089 | 2950.6488 | 3239.2089 | 2872.349 | 3342.8788 | 2732.309 | 2929.6188 | 2971.5089
| 2027-09-11 | 2 | 3 | 3 | 0 | 3 | 1 | 1 | 3 | 3 | 3 | 4 | 3 | 2027-09-11 | 2955.201 | 2834.6209 | 2712.3208 | 3227.3108 | 2807.731 | 3068.951 | 3042.0809 | 2744.0708 | 3035.5508 | 2641.0509 | 2748.0708 | 2834.001
| 2027-09-12 | 2 | 2 | 1 | 2 | 2 | 1 | 1 | 2 | 2 | 3 | 2 | 2 | 2027-09-12 | 3130.4009 | 2813.6709 | 2735.6409 | 3107.5508 | 2789.9209 | 3098.6209 | 3314.3809 | 2866.3309 | 2918.201 | 2721.7808 | 2736.1509 | 2906.5208
| 2027-09-13 | 0 | 0 | 0 | 0 | 0 | 0 | 0 | 0 | 0 | 0 | 0 | 0 | 2027-09-13 | 3381.6588 | 3044.589 | 2955.4489 | 3451.339 | 3066.7789 | 3217.089 | 3478.7589 | 3101.559 | 3348.4088 | 2890.1588 | 2851.7789 | 2999.319
| 2027-09-14 | 0 | 0 | 0 | 0 | 0 | 0 | 0 | 0 | 0 | 0 | 0 | 0 | 2027-09-14 | 3276.349 | 3049.599 | 2937.2789 | 3364.799 | 3028.4288 | 3276.359 | 3485.819 | 3089.1889 | 3378.539 | 2922.559 | 2811.6288 | 2843.1889
| 2027-09-15 | 0 | 0 | 0 | 0 | 0 | 0 | 0 | 0 | 0 | 0 | 0 | 0 | 2027-09-15 | 3110.4288 | 3032.599 | 3029.9288 | 3286.809 | 2977.7789 | 3169.7589 | 3382.799 | 2923.289 | 3465.8688 | 3039.6688 | 2825.319 | 2966.549
| 2027-09-16 | 0 | 0 | 0 | 0 | 0 | 0 | 0 | 0 | 0 | 0 | 0 | 0 | 2027-09-16 | 3057.089 | 3137.7389 | 3060.349 | 3174.2189 | 3043.049 | 3024.559 | 3614.8688 | 3032.0189 | 3316.9689 | 3318.1188 | 2915.1588 | 3255.3688
| 2027-09-17 | 0 | 0 | 0 | 0 | 0 | 0 | 0 | 0 | 0 | 1 | 2 | 1 | 2027-09-17 | 2924.809 | 3003.4389 | 2960.809 | 3070.9188 | 2923.9088 | 2997.319 | 3396.2136 | 2850.329 | 3240.819 | 3137.7436 | 2731.3788 | 3047.1288
| 2027-09-18 | 2 | 3 | 2 | 3 | 2 | 3 | 3 | 3 | 3 | 3 | 2 | 0 | 2027-09-18 | 2898.0508 | 2773.481 | 2685.211 | 2732.241 | 2790.3909 | 2874.191 | 3200.8208 | 2686.5208 | 3082.0208 | 2956.7608 | 3050.5809 | 2801.5708
| 2027-09-19 | 2 | 1 | 2 | 0 | 0 | 1 | 1 | 2 | 1 | 2 | 1 | 3 | 2027-09-19 | 2806.8709 | 3077.3409 | 2753.441 | 3119.4209 | 3004.501 | 2985.681 | 3450.9109 | 2742.691 | 3246.3208 | 2959.2908 | 3176.8409 | 2619.5909
| 2027-09-20 | 0 | 0 | 0 | 1 | 0 | 0 | 0 | 0 | 0 | 0 | 0 | 0 | 2027-09-20 | 2973.8888 | 3223.6488 | 2833.1889 | 2994.0289 | 3112.4188 | 3080.839 | 3655.549 | 2905.4088 | 3459.849 | 2985.059 | 3179.329 | 2859.6588
| 2027-09-21 | 0 | 0 | 0 | 0 | 0 | 0 | 0 | 0 | 0 | 0 | 0 | 0 | 2027-09-21 | 2905.0289 | 3121.2189 | 2935.2689 | 3121.2589 | 3281.2689 | 2893.539 | 3319.339 | 2930.9989 | 3331.109 | 2926.589 | 2987.049 | 2664.9589
| 2027-09-22 | 0 | 0 | 0 | 0 | 0 | 0 | 0 | 1 | 0 | 0 | 0 | 0 | 2027-09-22 | 2918.9789 | 3109.1188 | 2946.2789 | 3025.9789 | 3025.4188 | 2965.9489 | 3160.9438 | 2972.599 | 3210.4689 | 2907.6488 | 2843.1188 | 2650.8489
| 2027-09-23 | 0 | 0 | 0 | 0 | 0 | 0 | 0 | 0 | 0 | 0 | 0 | 2 | 2027-09-23 | 2934.1188 | 3242.309 | 3013.2389 | 3140.2489 | 3015.579 | 2933.9989 | 3543.6488 | 3023.8688 | 3009.1889 | 2916.0089 | 2849.9288 | 2800.9288
| 2027-09-24 | 2 | 0 | 0 | 0 | 0 | 1 | 0 | 0 | 1 | 1 | 1 | 1 | 2027-09-24 | 2693.4889 | 3023.7689 | 3076.299 | 2926.4589 | 2835.5289 | 2800.4489 | 3520.1788 | 3047.7089 | 2910.329 | 2829.4689 | 2742.2189 | 2771.9188
| 2027-09-25 | 3 | 3 | 2 | 2 | 2 | 3 | 2 | 3 | 4 | 4 | 3 | 5 | 2027-09-25 | 2623.1109 | 2798.8208 | 2944.0708 | 2681.8309 | 2918.971 | 2712.7708 | 3295.3208 | 2912.691 | 2720.931 | 2626.5309 | 2676.7608 | 2517.2309
| 2027-09-26 | 4 | 3 | 2 | 2 | 3 | 3 | 3 | 2 | 4 | 4 | 3 | 4 | 2027-09-26 | 2573.441 | 2756.2313 | 2903.5508 | 2831.3208 | 2818.8709 | 2686.741 | 3231.6612 | 3079.951 | 2640.5509 | 2605.1609 | 2696.741 | 2581.0509
| 2027-09-27 | 0 | 0 | 0 | 2 | 2 | 0 | 1 | 2 | 2 | 1 | 2 | 3 | 2027-09-27 | 2712.809 | 3268.4188 | 3058.0289 | 2925.2789 | 2901.319 | 2747.799 | 3354.2389 | 3172.069 | 2765.4789 | 2685.1488 | 2764.4989 | 2686.3688
| 2027-09-28 | 0 | 0 | 0 | 0 | 0 | 0 | 0 | 0 | 0 | 0 | 0 | 0 | 2027-09-28 | 2905.9088 | 3530.1388 | 3078.599 | 3109.7589 | 2955.3688 | 2909.349 | 3740.3988 | 3245.9188 | 2984.6889 | 2892.1588 | 2940.6588 | 2756.329
| 2027-09-29 | 0 | 0 | 0 | 0 | 1 | 0 | 0 | 0 | 0 | 1 | 1 | 0 | 2027-09-29 | 2934.6989 | 3177.0637 | 3077.339 | 2809.539 | 2934.819 | 2872.6388 | 3512.5837 | 3356.2289 | 3014.7589 | 2839.1989 | 2814.299 | 2714.849
| 2027-09-30 | 0 | 0 | 0 | 0 | 1 | 0 | 0 | 0 | 0 | 0 | 0 | 1 | 2027-09-30 | 2916.4288 | 3107.5437 | 3427.849 | 2905.089 | 3026.099 | 2921.089 | 3368.2937 | 3466.829 | 3026.339 | 2882.609 | 2885.9589 | 2769.829

## A2_F.28
Figure A2.28 - Illustration of ADGLS profile on a typical low to moderate demand day in 2026-27 (MW)
Table of contents
| Date hour | Unit | ADGLS | ESR Dispatch | DSP Dispatch | Operational Demand | ADG illustration
| 8:00 | MW | 2898.1909 | 0 | 0 | 2898.1909 | 3228.1683
| 08:30 | MW | 2919.7155 | 0 | 0 | 2919.7155 | 3228.1683
| 09:00 | MW | 3036.7223 | 0 | 0 | 3036.7223 | 3228.1683
| 09:30 | MW | 3118.1429 | 0 | 0 | 3118.1429 | 3228.1683
| 10:00 | MW | 3232.4948 | 0 | 0 | 3232.4948 | 3228.1683
| 10:30 | MW | 3286.7102 | 0 | 0 | 3286.7102 | 3228.1683
| 11:00 | MW | 3312.5357 | 0 | 0 | 3312.5357 | 3228.1683
| 11:30 | MW | 3307.947 | 0 | 0 | 3307.947 | 3228.1683
| 12:00 | MW | 3308.0057 | 0 | 0 | 3308.0057 | 3228.1683
| 12:30 | MW | 3322.2759 | 0 | 0 | 3322.2759 | 3228.1683
| 13:00 | MW | 3340.4506 | 0 | 0 | 3340.4506 | 3228.1683
| 13:30 | MW | 3363.4201 | 0 | 0 | 3363.4201 | 3228.1683
| 14:00 | MW | 3408.9627 | 0 | 0 | 3408.9627 | 3228.1683
| 14:30 | MW | 3395.8458 | 0 | 0 | 3395.8458 | 3228.1683
| 15:00 | MW | 3452.2246 | 0 | 0 | 3452.2246 | 3228.1683
| 15:30 | MW | 3508.4133 | 0 | 0 | 3508.4133 | 3228.1683
| 16:00 | MW | 3521.4816 | 0 | 0 | 3521.4816 | 3228.1683
| 16:30 | MW | 3477.8734 | 0 | 0 | 3477.8734 | 3228.1683
| 17:00 | MW | 3350.0936 | 0 | 0 | 3350.0936 | 3228.1683
| 17:30 | MW | 3061.8246 | 289.37 | 0 | 3351.1946 | 3228.1683
| 18:00 | MW | 3113.8612 | 289.37 | 0 | 3403.2312 | 3228.1683
| 18:30 | MW | 3157.9864 | 289.37 | 0 | 3447.3564 | 3228.1683
| 19:00 | MW | 3204.8528 | 289.37 | 0 | 3494.2228 | 3228.1683
| 19:30 | MW | 3228.1683 | 289.37 | 0 | 3517.5383 | 3228.1683
| 20:00 | MW | 3154.7072 | 289.37 | 0 | 3444.0772 | 3228.1683
| 20:30 | MW | 3052.0716 | 289.37 | 0 | 3341.4416 | 3228.1683
| 21:00 | MW | 2923.3745 | 289.37 | 0 | 3212.7445 | 3228.1683
| 21:30 | MW | 3085.7361 | 0 | 0 | 3085.7361 | 3228.1683
| 22:00 | MW | 2922.1422 | 0 | 0 | 2922.1422 | 3228.1683
| 22:30 | MW | 2771.9225 | 0 | 0 | 2771.9225 | 3228.1683
| 23:00 | MW | 2652.0848 | 0 | 0 | 2652.0848 | 3228.1683
| 23:30 | MW | 2551.5922 | 0 | 0 | 2551.5922 | 3228.1683
| 00:00 | MW | 2477.6018 | 0 | 0 | 2477.6018 | 3228.1683
| 00:30 | MW | 2401.1363 | 0 | 0 | 2401.1363 | 3228.1683
| 01:00 | MW | 2336.6683 | 0 | 0 | 2336.6683 | 3228.1683
| 01:30 | MW | 2300.4362 | 0 | 0 | 2300.4362 | 3228.1683
| 02:00 | MW | 2272.597 | 0 | 0 | 2272.597 | 3228.1683
| 02:30 | MW | 2250.6888 | 0 | 0 | 2250.6888 | 3228.1683
| 03:00 | MW | 2243.2031 | 0 | 0 | 2243.2031 | 3228.1683
| 03:30 | MW | 2234.8987 | 0 | 0 | 2234.8987 | 3228.1683
| 04:00 | MW | 2248.2317 | 0 | 0 | 2248.2317 | 3228.1683
| 04:30 | MW | 2269.6878 | 0 | 0 | 2269.6878 | 3228.1683
| 05:00 | MW | 2358.3684 | 0 | 0 | 2358.3684 | 3228.1683
| 05:30 | MW | 2425.8309 | 0 | 0 | 2425.8309 | 3228.1683
| 06:00 | MW | 2542.9605 | 0 | 0 | 2542.9605 | 3228.1683
| 06:30 | MW | 2647.1924 | 0 | 0 | 2647.1924 | 3228.1683
| 07:00 | MW | 2769.1817 | 0 | 0 | 2769.1817 | 3228.1683
| 07:30 | MW | 2812.3764 | 0 | 0 | 2812.3764 | 3228.1683

## A2_F.29
Figure A2.29 - Comparison of ADG values for Fixed and Flexible Indicative Peak ESROI across historical weather reference years
Table of contents
ADG
| Weather reference years | 2010-11 | 2011-12 | 2012-13 | 2013-14 | 2014-15 | 2015-16 | 2016-17 | 2017-18 | 2018-19 | 2019-20 | 2020-21 | 2021-22
| Flexible Indicative Peak ESROI | 5 | 14 | 6 | 4 | 11 | 3 | 5 | 13 | 4 | 6 | 8 | 7
| Fixed Indicative Peak ESROI | 6 | 15 | 8 | 5 | 13 | 6 | 8 | 13 | 7 | 6 | 8 | 7
This chart isn't available in your version of Excel. Editing this shape or saving this workbook into a different file format will permanently break the chart.

## A2_F.30
Figure A2.30 - ADG values and daily peak demand (MW) for 90th percentile Trading days with Flexible ESR dispatch Intervals across historical weather reference years
Table of contents
| ADG | [12 empty] | Daily Peak Demand
| Date - Reference Year | 2010-11 | 2011-12 | 2012-13 | 2013-14 | 2014-15 | 2015-16 | 2016-17 | 2017-18 | 2018-19 | 2019-20 | 2020-21 | 2021-22 | Date - Reference Year | 2010-11 | 2011-12 | 2012-13 | 2013-14 | 2014-15 | 2015-16 | 2016-17 | 2017-18 | 2018-19 | 2019-20 | 2020-21 | 2021-22
| 1 | 0 | 8 | 0 | 0 | 2 | 0 | 0 | 0 | 0 | 0 | 0 | 0 | 2026-10-01 | 3869.1637 | 3772.38 | 3889.9173 | 3810.3965 | 4459.1294 | 3808.368 | 4427.6495 | 3831.2111 | 3716.0482 | 4045.9483 | 3637.2707 | 4027.0435
| 2 | 0 | 3 | 5 | 0 | 0 | 0 | 0 | 0 | 0 | 0 | 0 | 0 | 2026-10-02 | 3916.0525 | 3768.3524 | 3734.99 | 4288.6847 | 4037.3325 | 3757.1969 | 4099.376 | 3915.9641 | 4236.3546 | 3804.063 | 4253.9539 | 3850.0381
| 3 | 0 | 0 | 1 | 0 | 0 | 1 | 0 | 0 | 0 | 0 | 0 | 1 | 2026-10-03 | 3777.9156 | 3996.0303 | 3733.51 | 4205.8136 | 4338.9462 | 3844.8155 | 4030.4022 | 3703.6949 | 3711.4979 | 4063.4185 | 4054.593 | 3877.789
| 4 | 1 | 1 | 1 | 0 | 0 | 0 | 0 | 0 | 0 | 0 | 0 | 1 | 2026-10-04 | 4123.011 | 3910.9135 | 3676.2569 | 3733.4802 | 4542.8358 | 4241.1356 | 3970.5067 | 3794.0655 | 4329.7883 | 4076.2228 | 3951.5034 | 4127.4399
| 5 | 0 | 0 | 0 | 0 | 0 | 0 | 0 | 0 | 0 | 0 | 0 | 0 | 2026-10-05 | 3750.7084 | 3868.3916 | 4028.173 | 3712.5492 | 4041.9857 | 3613.6656 | 3864.1757 | 4034.3683 | 3654.9739 | 4175.5398 | 3688.1786 | 4193.5124
| 6 | 0 | 1 | 1 | 0 | 3 | 0 | 0 | 0 | 0 | 0 | 0 | 0 | 2026-10-06 | 3705.3383 | 3826.1677 | 4408.6556 | 4615.4132 | 3783.0706 | 3581.9457 | 3760.3129 | 3581.133 | 3889.3575 | 4057.584 | 3755.5456 | 4000.0679
| 7 | 0 | 0 | 0 | 0 | 0 | 0 | 0 | 0 | 0 | 0 | 0 | 0 | 2026-10-07 | 3868.9184 | 4011.8015 | 3999.7822 | 4624.173 | 3878.688 | 3580.0772 | 3889.9346 | 3973.6115 | 4000.932 | 3792.5262 | 3905.4537 | 3768.6908
| 8 | 0 | 0 | 0 | 0 | 0 | 0 | 0 | 0 | 0 | 0 | 0 | 0 | 2026-10-08 | 3797.2344 | 3666.1833 | 4268.1056 | 4357.8278 | 3811.5692 | 3933.8177 | 3746.0659 | 4208.6746 | 4512.1737 | 3798.5633 | 4437.561 | 3791.9635
| 9 | 0 | 0 | 0 | 0 | 0 | 0 | 0 | 0 | 0 | 1 | 0 | 0 | 2026-10-09 | 4151.9682 | 3785.5174 | 3986.6424 | 4380.018 | 3800.4416 | 3809.0433 | 4091.7798 | 4685.485 | 4325.2582 | 3747.7691 | 3702.6147 | 3792.8735
| 10 | 0 | 0 | 0 | 1 | 0 | 0 | 0 | 0 | 0 | 0 | 2 | 0 | 2026-10-10 | 4502.47 | 4442.9441 | 3746.8389 | 3766.4991 | 3916.7609 | 4605.369 | 3868.5884 | 4285.8086 | 4077.4098 | 3701.0604 | 3683.8352 | 3834.3652
| 11 | 0 | 0 | 3 | 0 | 0 | 0 | 0 | 0 | 0 | 0 | 0 | 0 | 2026-10-11 | 4067.1584 | 4573.2514 | 4343.4873 | 3690.8696 | 3747.7084 | 4381.4131 | 3796.9376 | 3773.0409 | 3865.5865 | 3923.6802 | 4029.0869 | 4307.1217
| 12 | 0 | 2 | 1 | 0 | 0 | 0 | 0 | 0 | 0 | 0 | 0 | 0 | 2026-10-12 | 4250.1599 | 3962.8072 | 4635.4454 | 4045.73 | 3559.7782 | 4307.9517 | 4499.8915 | 3601.5509 | 4020.1256 | 3666.7955 | 3799.8208 | 4401.0203
| 13 | 0 | 7 | 0 | 0 | 0 | 0 | 0 | 0 | 0 | 0 | 0 | 0 | 2026-10-13 | 4120.9782 | 4223.1502 | 4475.9882 | 3772.6427 | 4161.1023 | 3891.7925 | 4093.4968 | 3521.181 | 4193.9115 | 3915.2785 | 3955.6234 | 4260.1352
| 14 | 0 | 0 | 0 | 0 | 0 | 0 | 0 | 0 | 0 | 0 | 0 | 0 | 2026-10-14 | 4071.9084 | 4071.9287 | 4594.602 | 3731.6584 | 4131.6035 | 4250.7093 | 3851.6186 | 3554.191 | 3777.5046 | 3626.1879 | 3730.1205 | 4385.3766
| 15 | 0 | 0 | 0 | 0 | 0 | 1 | 0 | 0 | 0 | 0 | 0 | 0 | 2026-10-15 | 4479.329 | 4042.712 | 4528.5426 | 3919.4552 | 3853.1637 | 3619.9297 | 3831.5704 | 3699.1693 | 3731.9395 | 4225.2307 | 3888.6766 | 4106.5685
| 16 | 0 | 1 | 0 | 0 | 0 | 0 | 0 | 0 | 0 | 0 | 0 | 0 | 2026-10-16 | 4493.0565 | 4045.734 | 3678.7741 | 4175.9364 | 3550.1515 | 4089.8526 | 3800.8906 | 3693.0191 | 3653.3401 | 4668.677 | 4087.8218 | 3879.9793
| 17 | 0 | 0 | 0 | 0 | 0 | 0 | 0 | 0 | 0 | 0 | 0 | 0 | 2026-10-17 | 3997.4811 | 3883.6884 | 4129.2682 | 3727.749 | 3955.9495 | 4683.9495 | 4087.6576 | 3958.8075 | 3953.7809 | 4032.0733 | 3835.1645 | 4362.8353
| 18 | 0 | 0 | 0 | 0 | 0 | 0 | 0 | 0 | 0 | 0 | 0 | 0 | 2026-10-18 | 3932.5689 | 4096.4284 | 3973.1222 | 3806.6888 | 3635.4605 | 4120.441 | 3886.7076 | 3860.9176 | 3797.951 | 3700.6384 | 3867.7713 | 4281.0729
| 19 | 1 | 0 | 0 | 0 | 0 | 0 | 0 | 0 | 0 | 0 | 0 | 0 | 2026-10-19 | 4309.8369 | 3867.0897 | 3747.0802 | 3915.8396 | 3562.5506 | 4011.3109 | 3771.8575 | 4107.1576 | 3654.7809 | 3792.3183 | 4057.5568 | 4022.9376
| 20 | 0 | 0 | 0 | 0 | 0 | 0 | 0 | 0 | 0 | 0 | 0 | 0 | 2026-10-20 | 4144.7733 | 4185.4584 | 3759.0409 | 3928.8657 | 3868.6243 | 3808.6009 | 3888.3263 | 3918.8915 | 3844.1243 | 4146.8155 | 4078.3977 | 3730.2618
| 21 | 0 | 0 | 0 | 0 | 0 | 0 | 0 | 0 | 0 | 0 | 0 | 0 | 2026-10-21 | 3712.8442 | 4050.3183 | 3799.7108 | 3748.0609 | 4002.2508 | 3685.3309 | 3920.7016 | 3524.2877 | 3862.3243 | 3931.3056 | 3984.0038 | 4329.8229
| 22 | 0 | 0 | 0 | 0 | 0 | 0 | 0 | 0 | 0 | 0 | 0 | 0 | 2026-10-22 | 3805.0695 | 4125.0835 | 3621.2108 | 4120.441 | 3769.8543 | 3658.3009 | 4134.6117 | 3753.0775 | 3760.2308 | 4125.0038 | 3643.1277 | 4355.8443
| 23 | 0 | 0 | 0 | 0 | 0 | 0 | 0 | 0 | 0 | 0 | 0 | 0 | 2026-10-23 | 3821.2416 | 4003.0175 | 3758.7902 | 3992.0542 | 3552.5242 | 3615.7108 | 4089.5216 | 3512.6376 | 3651.8709 | 3630.6308 | 3640.6473 | 4429.133
| 24 | 0 | 0 | 0 | 0 | 0 | 0 | 0 | 0 | 0 | 0 | 0 | 0 | 2026-10-24 | 3780.8894 | 3828.5696 | 4132.2777 | 3962.7742 | 3873.2716 | 3618.5409 | 3702.2616 | 4134.6121 | 3686.6476 | 3797.2867 | 3819.0208 | 4286.8577
| 25 | 0 | 0 | 0 | 0 | 0 | 0 | 0 | 0 | 0 | 0 | 0 | 0 | 2026-10-25 | 3703.0709 | 3807.4127 | 3891.5675 | 3708.0409 | 4055.5277 | 3665.2208 | 3759.0775 | 3974.8134 | 4097.222 | 3948.1407 | 3639.3657 | 4196.6425
| 26 | 0 | 0 | 0 | 0 | 0 | 0 | 0 | 0 | 0 | 0 | 0 | 0 | 2026-10-26 | 3819.0609 | 3928.4395 | 3843.8517 | 3664.131 | 4002.9176 | 3717.3017 | 3746.8169 | 4037.5133 | 3970.6619 | 4020.4076 | 3621.0809 | 3910.7335
| 27 | 0 | 0 | 0 | 0 | 0 | 0 | 0 | 0 | 0 | 0 | 0 | 0 | 2026-10-27 | 4016.3915 | 3872.0809 | 4019.9415 | 3714.6296 | 3863.1176 | 3850.4877 | 3746.7216 | 3956.5634 | 3685.6619 | 4132.2777 | 3678.5297 | 3872.2855
| 28 | 0 | 0 | 0 | 0 | 0 | 0 | 0 | 0 | 0 | 0 | 0 | 0 | 2026-10-28 | 3761.0177 | 3891.1343 | 3665.3617 | 3878.6396 | 3902.6576 | 3849.8375 | 3925.6632 | 3699.232 | 3762.2465 | 3638.0775 | 4117.0809 | 3797.7377
| 29 | 0 | 0 | 0 | 0 | 0 | 0 | 0 | 0 | 0 | 0 | 0 | 0 | 2026-10-29 | 4110.9476 | 3691.1209 | 3914.3217 | 3673.3017 | 3810.6075 | 3606.2616 | 3791.5834 | 3771.782 | 3818.5568 | 3749.9516 | 4120.441 | 3744.9176
| 30 | 0 | 0 | 0 | 0 | 0 | 0 | 0 | 0 | 0 | 0 | 0 | 0 | 2026-10-30 | 3959.2016 | 4069.8709 | 3780.5016 | 3945.4176 | 3544.2975 | 3573.9476 | 3779.1519 | 4092.2233 | 4123.3621 | 3864.4633 | 3938.8142 | 3774.8341
| 31 | 0 | 0 | 0 | 0 | 0 | 0 | 0 | 0 | 0 | 0 | 0 | 0 | 2026-10-31 | 3740.3017 | 4034.1876 | 4001.2516 | 3800.9376 | 3649.4916 | 3641.8517 | 4085.8121 | 3808.6832 | 3715.712 | 4077.4433 | 3963.6243 | 3764.8575
| 32 | 0 | 0 | 0 | 0 | 0 | 0 | 0 | 0 | 0 | 0 | 0 | 0 | 2026-11-01 | 3897.0575 | 3976.9076 | 4108.1017 | 3778.9576 | 3939.8976 | 3745.8676 | 3920.1021 | 3570.6919 | 4137.1034 | 3997.3134 | 3662.0008 | 4020.1876
| 33 | 0 | 0 | 0 | 0 | 0 | 0 | 0 | 0 | 0 | 0 | 0 | 0 | 2026-11-02 | 4132.2777 | 3884.2616 | 3865.7716 | 3707.3876 | 4132.2777 | 3640.0333 | 3808.4232 | 3511.1532 | 3937.6232 | 3838.2633 | 3638.0795 | 3727.1315
| 34 | 0 | 0 | 0 | 0 | 0 | 0 | 0 | 0 | 0 | 0 | 0 | 0 | 2026-11-03 | 4019.1276 | 4016.2816 | 3624.4032 | 3827.7316 | 4005.0817 | 3667.3266 | 3791.4533 | 3553.3334 | 3834.1732 | 3679.1832 | 3638.2909 | 3925.6432
| 35 | 0 | 0 | 0 | 0 | 0 | 0 | 0 | 0 | 0 | 0 | 0 | 0 | 2026-11-04 | 3702.0475 | 3698.5975 | 3631.1034 | 3876.9916 | 3644.9315 | 3601.4132 | 3813.8234 | 3636.7133 | 4059.8312 | 4060.9132 | 3706.941 | 4134.6121
| 36 | 0 | 0 | 0 | 0 | 0 | 0 | 0 | 0 | 0 | 0 | 0 | 0 | 2026-11-05 | 3878.4476 | 3765.3392 | 3671.9433 | 3690.2877 | 3704.1715 | 3683.1532 | 3715.0934 | 3614.4232 | 3644.2489 | 3739.1134 | 4064.3819 | 3722.6134
| 37 | 0 | 0 | 0 | 0 | 0 | 0 | 0 | 0 | 0 | 0 | 0 | 0 | 2026-11-06 | 3698.6017 | 4132.2777 | 3901.2689 | 3663.4332 | 3664.7816 | 3749.839 | 3740.3988 | 3521.6232 | 3633.329 | 3753.1989 | 3632.7934 | 3871.039

## A2_F.31
Figure A2.31 - ADG value and ADG value for 12 historical weather reference years, incorporating the proposed changes
Table of contents
| Reference Year | ADG - Individual reference years | ADG
| 2010-11 | 1 | 1
| 2011-12 | 8 | 1
| 2012-13 | 5 | 1
| 2013-14 | 1 | 1
| 2014-15 | 3 | 1
| 2015-16 | 1 | 1
| 2016-17 | 0 | 1
| 2017-18 | 0 | 1
| 2018-19 | 0 | 1
| 2019-20 | 1 | 1
| 2020-21 | 2 | 1
| 2021-22 | 1 | 1

## A3_F.32
Figure A3.32 - Annual impact of grid scale battery losses, between 2024-25 and 2033-34 (MWh)
Table of contents
Source: EY.
|  | Unit | 2024-25 | 2025-26 | 2026-27 | 2027-28 | 2028-29 | 2029-30 | 2030-31 | 2031-32 | 2032-33 | 2033-34
| Annual round trip efficiency losses | MW | 134 | 187 | 252 | 270 | 285 | 296 | 292 | 289 | 276 | 256